## Listino EUROTROL Ottobre 2021
REF. | DESCR_ITA | DESCR_ENG | FAM | S.FAM | EURO
AA071 | VALV. 255/740C-ET BW 07 INJ E ITA 12/230V 50HZ EURO PLUG | VALV. 255/740C-ET BW 07 INJ E ITA 12/230V 50HZ EURO PLUG | 010 | 006 | 370.39
AA072 | VALV. 255/740C-ET BW 08 INJ F ITA 12/230V 50HZ EURO PLUG | VALV. 255/740C-ET BW 08 INJ F IT. 12/230V 50HZ EURO PLUG | 010 | 006 | 370.39
AA072/S | VALV. 255/740C-ET-BW 08 INJ F ITA 12/230V 50HZEURO PLUG SLIM COVER | VALV. 255/740C-ET-BW 08 INJ F IT. 12/230V 50HZEURO PLUG SLIM COVER | 010 | 006 | 370.39
AA073 | VALV. 255/740C-ET BW 09 INJ G ITA 12/230V 50HZ EURO PLUG | VALV. 255/740C-ET BW 09 INJ G IT. 12/230V 50HZ EURO PLUG | 010 | 006 | 370.39
AA074 | VALV. 255/740C-ET BW 10 INJ H ITA 12/230V 50HZ EURO PLUG | VALV. 255/740C-ET BW 10 INJ H IT. 12/230V 50HZ EURO PLUG | 010 | 006 | 370.39
AA075 | VALV. 255/740C-ET BW 10 INJ J ITA 12/230V 50HZ EURO PLUG | VALV. 255/740C-ET BW 10 INJ J IT. 12/230V 50HZ EURO PLUG | 010 | 006 | 370.39
AA101E | VALV. 255/742C .33 F 07 SYMBOL 12/230V 50HZ EURO PLUG | VALV. 255/742C .33 F 07 SYMBOL 12/230V 50HZ EURO PLUG | 010 | 007 | 401.45
AA102E/S | VALV. 255/742C .33 G 08 SYMBOL 12/230V 50HZ EURO PLUG SLIM COVER | VALV. 255/742C .33 G 08 SYMBOL 12/230V 50HZ EURO PLUG SLIM COVER | 010 | 007 | 401.46
AA104E | VALV. 255/742C .33 J 10 SYMBOL 12/230V 50HZ EURO PLUG | VALV. 255/742C .33 J 10 SYMBOL 12/230V 50HZ EURO PLUG | 010 | 007 | 401.45
AA203E | VALV. 255/740C BW 07 INJ F SYMBOL 12/230V 50HZ EURO PLUG | VALV. 255/740C BW 07 INJ F SYMBOL 12/230V 50HZ EURO PLUG | 010 | 006 | 370.4
AA212E | VALV. 255/740C BW 10 INJ J SYMBOL 12/230V 50HZ EURO PLUG | VALV. 255/740C BW 10 INJ J SYMBOL 12/230V 50HZ EURO PLUG | 010 | 006 | 370.39
AA212EE | VALV. 255/740C BW 10 INJ J SYMBOL 12/230V 50HZ ENG. PLUG | VALV. 255/740C BW 10 INJ J SYMBOL 12/230V 50HZ ENG. PLUG | 010 | 006 | 370.39
AA310 | VALV. 255/460tc 59' A-A 07 12/220V 50HZ SYM | VALV. 255/460tc 59' A-A 07 12/220V 50HZ SYM | 010 | 005 | 373.39
AA311 | VALV. 255/460tc 59' A-A 08 12/220V 50HZ SYM | VALV. 255/460tc 59' A-A 08 12/220V 50HZ SYM | 010 | 005 | 373.39
AA313 | VALV. 255/460tc 118' A-A 08 12/220V 50HZ SYM | VALV. 255/460tc 118' A-A 08 12/220V 50HZ SYM | 010 | 005 | 373.35
AA315 | VALV. 255/460TC 118' B-B 10 12/220V 50HZ SYM | VALV. 255/460TC 118' B-B 10 12/220V 50HZ SYM | 010 | 005 | 373.39
AB300 | VAL.368/604 3/4" M REFILL.14 INJ E DLFC 0.9 GPM 12/230V 50HZ EURO PLUG | VAL.368/604 3/4" M REFILL.14 INJ E DLFC 0.9 GPM 12/230V 50HZ EURO PLUG | 010 | 026 | 316.29
AB301 | VAL.368/604 3/4" M REFILL.14 INJ F DLFC 1.20 GPM 12/230V 50HZ EURO PLUG | VAL.368/604 3/4" M REFILL.14 INJ F DLFC 1.20 GPM 12/230V 50HZ EURO PLUG | 010 | 026 | 316.29
AB302 | VAL.368/604 3/4" M REFILL.14 INJ G DLFC 1.60 GPM 12/230V 50HZ EURO PLUG | VAL.368/604 3/4" M REFILL.14 INJ G DLFC 1.60 GPM 12/230V 50HZ EURO PLUG | 010 | 026 | 316.29
AB303 | VAL.368/604 3/4" M REFILL.14 INJ H DLFC 2.00 GPM 12/230V 50HZ EURO PLUG | VAL.368/604 3/4" M REFILL.14 INJ H DLFC 2.00 GPM 12/230V 50HZ EURO PLUG | 010 | 026 | 316.29
AB400 | VAL.368/606 3/4" M REFILL.14 INJ E DLFC 0.9 GPM 12/230V 50HZ EURO PLUG | VAL.368/606 3/4" M REFILL.14 INJ E DLFC 0.9 GPM 12/230V 50HZ EURO PLUG | 010 | 027 | 423.3
AB401 | VAL.368/606 3/4" M REFILL.14 INJ F DLFC 1.20 GPM 12/230V 50HZ EURO PLUG | VAL.368/606 3/4" M REFILL.14 INJ F DLFC 1.20 GPM 12/230V 50HZ EURO PLUG | 010 | 027 | 423.3
AB402 | VAL.368/606 3/4" M REFILL.14 INJ G DLFC 1.60 GPM 12/230V 50HZ EURO PLUG | VAL.368/606 3/4" M REFILL.14 INJ G DLFC 1.60 GPM 12/230V 50HZ EURO PLUG | 010 | 027 | 423.3
AB403 | VAL.368/606 3/4" M REFILL.14 INJ H DLFC 2.00 GPM 12/230V 50HZ EURO PLUG | VAL.368/606 3/4" M REFILL.14 INJ H DLFC 2.00 GPM 12/230V 50HZ EURO PLUG | 010 | 027 | 423.3
AB500 | VAL.368/606 3/4" M REF.14 INJ E DLFC 0.9 GPM 12/230V 50HZ EUR P+ BYPASS | VAL.368/606 3/4" M REF.14 INJ E DLFC 0.9 GPM 12/230V 50HZ EUR P+ BYPASS | 010 | 028 | 509.84
AB501 | VAL.368/606 3/4" M REF.14 INJ F DLFC 1.20 GPM 12/230V 50HZ EUR P+ BYPASS | VAL.368/606 3/4" M REF.14 INJ F DLFC 1.20 GPM 12/230V 50HZ EUR P+ BYPASS | 010 | 028 | 509.84
AB502 | VAL.368/606 3/4" M REF.14 INJ G DLFC 1.60 GPM 12/230V 50HZ EUR P+ BYPASS | VAL.368/606 3/4" M REF.14 INJ G DLFC 1.60 GPM 12/230V 50HZ EUR P+ BYPASS | 010 | 028 | 509.84
AB503 | VAL.368/606 3/4" M REF.14 INJ H DLFC 2.00 GPM 12/230V 50HZ EUR P+ BYPASS | VAL.368/606 3/4" M REF.14 INJ H DLFC 2.00 GPM 12/230V 50HZ EUR P+ BYPASS | 010 | 028 | 509.84
AC051 | VALV. 255/760C-ET BW 07 INJ E ITA 12/230V 50HZ EURO PLUG | VALV. 255/760C-ET BW 07 INJ E IT. 12/230V 50HZ EURO PLUG | 010 | 016 | 469.92
AC052 | VALV. 255/760C-ET BW 08 INJ F ITA 12/230V 50HZ EURO PLUG | VALV. 255/760C-ET BW 08 INJ F IT. 12/230V 50HZ EURO PLUG | 010 | 016 | 469.92
AC053 | VALV. 255/760C-ET BW 09 INJ G ITA 12/230V 50HZ EURO PLUG | VALV. 255/760C-ET BW 09 INJ G IT. 12/230V 50HZ EURO PLUG | 010 | 016 | 469.92
AC053/S | VALV. 255/760C-ET-BW 09 INJ G ITA 12/230V 50HZEURO PLUG SLIM COVER | VALV. 255/760C-ET-BW 09 INJ G IT. 12/230V 50HZEURO PLUG SLIM COVER | 010 | 016 | 469.91
AC054 | VALV. 255/760C-ET BW 10 INJ H ITA 12/230V 50HZ EURO PLUG | VALV. 255/760C-ET BW 10 INJ H IT. 12/230V 50HZ EURO PLUG | 010 | 016 | 469.92
AC055 | VALV. 255/760C-ET BW 10 INJ J ITA 12/230V 50HZ EURO PLUG | VALV. 255/760C-ET BW 10 INJ J IT. 12/230V 50HZ EURO PLUG | 010 | 016 | 469.92
AC057 | VALV. 255/760C-ET BW 13 INJ L ITA 12/230V 50HZ EURO PLUG | VALV. 255/760C-ET BW 13 INJ L IT. 12/230V 50HZ EURO PLUG | 010 | 016 | 469.92
AC101E | VALV. 255/762C .33 F 07 SYMBOL 12/230V 50HZ EURO PLUG | VALV. 255/762C .33 F 07 SYMBOL 12/230V 50HZ EURO PLUG | 010 | 017 | 511.86
AC102E | VALV. 255/762C .33 G 08 SYMBOL 12/230V 50HZ EURO PLUG | VALV. 255/762C .33 G 08 SYMBOL 12/230V 50HZ EURO PLUG | 010 | 017 | 511.86
AC104E | VALV. 255/762C .33 J 10 SYMBOL 12/230V 50HZ EURO PLUG | VALV. 255/762C .33 J 10 SYMBOL 12/230V 50HZ EURO PLUG | 010 | 017 | 511.87
AC104E/S | VALV. 255/762C .33 J 10 SYMBOL 12/230V 50HZ EURO PLUG SLIM COVER | VALV. 255/762C .33 J 10 SYMBOL 12/230V 50HZ EURO PLUG SLIM COVER | 010 | 017 | 511.87
AC105E | VALV. 255/762C .33 K 12 SYMBOL 12/230V 50HZ EURO PLUG | VALV. 255/762C .33 K 12 SYMBOL 12/230V 50HZ EURO PLUG | 010 | 017 | 511.86
AC106E | VALV. 255/762C .33 L 13 SYMBOL 12/230V 50HZ EURO PLUG | VALV. 255/762C .33 L 13 SYMBOL 12/230V 50HZ EURO PLUG | 010 | 017 | 511.86
AC203E | VALV. 255/760C BW 07 INJ F SYMBOL 12/230V 50HZ EURO PLUG | VALV. 255/760C BW 07 INJ F SYMBOL 12/230V 50HZ EURO PLUG | 010 | 016 | 467.65
AC206E | VALV. 255/760C BW 08 INJ G SYMBOL 12/230V 50HZ EURO PLUG | VALV. 255/760C BW 08 INJ G SYMBOL 12/230V 50HZ EURO PLUG | 010 | 016 | 469.92
AC206E/S | VALV. 255/760C BW 08 INJ G SYMBOL 12/230V 50HZ EURO PLUG SLIM COVER | VALV. 255/760C BW 08 INJ G SYMBOL 12/230V 50HZ EURO PLUG SLIM COVER | 010 | 016 | 467.65
AC209E | VALV. 255/760C BW 09 INJ H SYMBOL 12/230V 50HZ EURO PLUG | VALV. 255/760C BW 09 INJ H SYMBOL 12/230V 50HZ EURO PLUG | 010 | 016 | 469.9
AC212E | VALV. 255/760C BW 10 INJ J SYMBOL 12/230V 50HZ EURO PLUG | VALV. 255/760C BW 10 INJ J SYMBOL 12/230V 50HZ EURO PLUG | 010 | 016 | 469.92
AC212EE | VALV. 255/760C BW 10 INJ J SYMBOL 12/230V 50HZ ENG. PLUG | VALV. 255/760C BW 10 INJ J SYMBOL 12/230V 50HZ ENG. PLUG | 010 | 016 | 467.65
AC215E | VALV. 255/760C BW 12 INJ K SYMBOL 12/230V 50HZ EURO PLUG | VALV. 255/760C BW 12 INJ K SYMBOL 12/230V 50HZ EURO PLUG | 010 | 016 | 467.65
AC218E | VALV. 255/760C BW 13 INJ L SYMBOL 12/230V 50HZ EURO PLUG | VALV. 255/760C BW 13 INJ L SYMBOL 12/230V 50HZ EURO PLUG | 010 | 016 | 469.9
AC221E | VALV. 255/760C BW 14 INJ L SYMBOL 12/230V 50HZ EURO PLUG | VALV. 255/760C BW 14 INJ L SYMBOL 12/230V 50HZ EURO PLUG | 010 | 016 | 469.9
ADD06 | ADDOLCITORE MANUALE MWG 6 L | MWG MANUAL WATER SOFTENER 6 L | 405 | 805 | 83.25
ADD06NR | ADDOLCITORE MANUALE MWG 6 L VUOTO | MWG MANUAL WATER SOFTENER 6 L WITHOUT RESIN | 405 | 806 | 70.32
ADD08 | ADDOLCITORE MANUALE MWG 8 L | MWG MANUAL WATER SOFTENER 8 L | 405 | 805 | 95.8
ADD08NR | ADDOLCITORE MANUALE MWG 8 L VUOTO | MWG MANUAL WATER SOFTENER 8 L WITHOUT RESIN | 405 | 806 | 77.35
ADD12 | ADDOLCITORE MANUALE MWG 12 L | MWG MANUAL WATER SOFTENER 12 L | 405 | 805 | 113.93
ADD12NR | ADDOLCITORE MANUALE MWG 12 L VUOTO | MWG MANUAL WATER SOFTENER 12 L WITHOUT RESIN | 405 | 806 | 84.39
ADD16 | ADDOLCITORE MANUALE MWG 16 L | MWG MANUAL WATER SOFTENER 16 L | 405 | 805 | 137.31
ADD16NR | ADDOLCITORE MANUALE MWG 16 L VUOTO | MWG MANUAL WATER SOFTENER 16 L WITHOUT RESIN | 405 | 806 | 96.68
ADD20 | ADDOLCITORE MANUALE MWG 20 L | MWG MANUAL WATER SOFTENER 20 L | 405 | 805 | 183.55
ADD20NR | ADDOLCITORE MANUALE MWG 20 L VUOTO | MWG MANUAL WATER SOFTENER 20 L WITHOUT RESIN | 405 | 806 | 131.84
ADDR01 | COPERCHIO CON ORING - PER ADDOLCITORI MWG | CLOSURE WITH O-RING FOR MWG WATER SOFTENERS | 405 | 806 | 44
ADDR03 | RUBINETTO 3/8" A 3 VIE-SENZA FILTRO-PER ADD MWG | 3/8" FAUCET 3 WAYS-NO FILTER-FOR MWG WATER SOFT. | 405 | 806 | 33
ADDR04 | RUBINETTO 1/2" - 3/8" A 3 VIE BLU -SENZA FILTRO | 1/2" - 3/8" BLUE FAUCET 3 WAYS-NO FILTER | 405 | 806 | 31.35
ADDR05 | FILTRO INOX PER ADDOLCITORI MWG | SS FILTER FOR MWG WATER SOFTENERS | 405 | 806 | 8.8
ADDR07 | RIDUZIONE 3/4" - 3/8" PER ADDOLCITORI MWG | 3/4" - 3/8" ADAPTER FOR MWG WATER SOFTENERS | 405 | 806 | 6.51
ADDR11 | 70X8 O-RING PER COPERCHIO ADDOLCITORI MWG | 70X8 O-RING OF CLOSURE FOR MWG WATER SOFTENERS | 405 | 806 | 4.4
AF054E | VALV. 255/764 TWIN BW 10 INJ J SYMBOL 12/230V 50HZ EURO PLUG | VALV. 255/764 TWIN BW 10 INJ J SYMBOL 12/230V 50HZ EURO PLUG | 010 | 030 | 837.55
AF056E | VALV. 255/764 TWIN BW 13 INJ L SYMBOL 12/230V 50HZ EURO PLUG | VALV. 255/764 TWIN BW 13 INJ L SYMBOL 12/230V 50HZ EURO PLUG | 010 | 030 | 837.56
AL060 | VALV. 263/460tc 118' BW 12 - 12V.50 HZ SYM | VALV. 263/460tc 118' BW 12 - 12V.50 HZ SYM | 010 | 045 | 414.75
AL075E-00 | VALV.263/742F NO BW INJ L SYMBOL 12/230V 50HZ EURO PLUG | VALV.263/742F NO BW INJ L SYMBOL 12/230V 50HZ EURO PLUG | 010 | 041 | 416.56
AL209E | VALV. 263/740F BW 13 INJ H SYMBOL 12/230V 50HZ EURO PLUG | VALV. 263/740F BW 13 INJ H SYMBOL 12/230V 50HZ EURO PLUG | 010 | 043 | 408.12
AL215E-00 | VALV.263/740F NO BW INJ K SYMBOL 12/230V 50HZ EURO PLUG | VALV.263/740F NO BW INJ K SYMBOL 12/230V 50HZ EURO PLUG | 010 | 043 | 384.29
AM035 | VALV. 268/740C-ET BW 14 INJ M ITA 12/230V 50HZ EURO PLUG | VALV. 268/740C-ET BW 14 INJ M IT. 12/230V 50HZ EURO PLUG | 010 | 047 | 406.09
AM061E | VALV. 268/742C .33 J 10 SYMBOL 12/230V 50HZ EURO PLUG | VALV. 268/742C .33 J 10 SYMBOL 12/230V 50HZ EURO PLUG | 010 | 046 | 440.39
AM062E | VALV. 268/742C .33 K 12 SYMBOL 12/230V 50HZ EURO PLUG | VALV. 268/742C .33 K 12 SYMBOL 12/230V 50HZ EURO PLUG | 010 | 046 | 440.38
AM218E | VALV. 268/740C BW 13 INJ L SYMBOL 12/230V 50HZ EURO PLUG | VALV. 268/740C BW 13 INJ L SYMBOL 12/230V 50HZ EURO PLUG | 010 | 047 | 408.12
AN083E | VALV. 278/764 TWIN 1.3 M 14 SYMBOL 12/230V 50HZ EURO PLUG | VALV. 278/764 TWIN 1.3 M 14 SYMBOL 12/230V 50HZ EURO PLUG | 010 | 053 | 1139.14
AN084E | VALV. 278/764 TWIN 1.3 N 16 (7 GPM) SYMBOL 12/230V 50HZ EURO PLUG | VALV. 278/764 TWIN 1.3 N 16 (7 GPM) SYMBOL 12/230V 50HZ EURO PLUG | 010 | 053 | 1139.15
AN085E | VALV. 278/764 TWIN 1.3 Q 18 (9 GPM) SYMBOL 12/230V 50HZ EURO PLUG | VALV. 278/764 TWIN 1.3 Q 18 (9 GPM) SYMBOL 12/230V 50HZ EURO PLUG | 010 | 053 | 1139.11
AN086E | VALV. 278/764 TWIN 1.3 R 21 (12 GPM) SYMBOL 12/230V 50HZ EURO PLUG | VALV. 278/764 TWIN 1.3 R 21 (12 GPM) SYMBOL 12/230V 50HZ EURO PLUG | 010 | 053 | 1259.25
AN103E | VALV. 278/764L 1.3 M 14 SYMBOL 12/230V 50HZ EURO PLUG | VALV. 278/764L 1.3 M 14 SYMBOL 12/230V 50HZ EURO PLUG | 010 | 053 | 692.83
AP034 | VALV. 268/760C-ET BW 13 INJ L ITA 12/230V 50HZ EURO PLUG | VALV. 268/760C-ET BW 13 INJ L IT. 12/230V 50HZ EURO PLUG | 010 | 049 | 549.34
AP035 | VALV. 268/760C-ET BW 14 INJ M ITA 12/230V 50HZ EURO PLUG | VALV. 268/760C-ET BW 14 INJ M IT. 12/230V 50HZ EURO PLUG | 010 | 049 | 549.34
AP042E | VALV. 268/762C .33 K 12 SYMBOL 12/230V 50HZ EURO PLUG | VALV. 268/762C .33 K 12 SYMBOL 12/230V 50HZ EURO PLUG | 010 | 051 | 592.43
AP044E | VALV. 268/762C .33 L 14 SYMBOL 12/230V 50HZ EURO PLUG | VALV. 268/762C .33 L 14 SYMBOL 12/230V 50HZ EURO PLUG | 010 | 051 | 575.17
AP221E | VALV. 268/760C BW 14 INJ L SYMBOL 12/230V 50HZ EURO PLUG | VALV. 268/760C BW 14 INJ L SYMBOL 12/230V 50HZ EURO PLUG | 010 | 049 | 549.33
AQ066E | VALV. 268FA/742 BW 10 GPM (13") INJ L SYMBOL 12/230V 50HZ EURO PLUG | VALV. 268FA/742 BW 10 GPM (13") INJ L SYMBOL 12/230V 50HZ EURO PLUG | 010 | 048 | 440.39
AR047E-00 | VALV. 273/742F BW 00 INJ Q SYMBOL 12/230V 50HZ EURO PLUG | VALV. 273/742F BW 00 INJ Q SYMBOL 12/230V 50HZ EURO PLUG | 010 | 059 | 489.48
AR104E | VALV. 278/742C 1.3 M 14 SYMBOL 12/230V 50HZ EURO PLUG | VALV. 278/742C 1.3 M 14 SYMBOL 12/230V 50HZ EURO PLUG | 010 | 060 | 515.64
AR105E | VALV. 278/742C 1.3 N 16 (7 GPM) SYMBOL 12/230V 50HZ EURO PLUG | VALV. 278/742C 1.3 N 16 (7 GPM) SYMBOL 12/230V 50HZ EURO PLUG | 010 | 060 | 515.66
AR106E | VALV. 278/742C 1.3 Q 18 (9 GPM) SYMBOL 12/230V 50HZ EURO PLUG | VALV. 278/742C 1.3 Q 18 (9 GPM) SYMBOL 12/230V 50HZ EURO PLUG | 010 | 060 | 515.63
AR114E | VALV. 278/762C 1.3 M 14 SYMBOL 12/230V 50HZ EURO PLUG | VALV. 278/762C 1.3 M 14 SYMBOL 12/230V 50HZ EURO PLUG | 010 | 060 | 664.7
AR115E | VALV. 278/762C 1.3 N 16 (7 GPM) SYMBOL 12/230V 50HZ EURO PLUG | VALV. 278/762C 1.3 N 16 (7 GPM) SYMBOL 12/230V 50HZ EURO PLUG | 010 | 060 | 667.94
AR116E | VALV. 278/762C 1.3 Q 18 (9 GPM) SYMBOL 12/230V 50HZ EURO PLUG | VALV. 278/762C 1.3 Q 18 (9 GPM) SYMBOL 12/230V 50HZ EURO PLUG | 010 | 060 | 667.94
AR117E | VALV. 278/762C 1.3 R 21 (12 GPM) SYMBOL 12/230V 50HZ EURO PLUG | VALV. 278/762C 1.3 R 21 (12 GPM) SYMBOL 12/230V 50HZ EURO PLUG | 010 | 060 | 664.67
AV001 | MANIFOLD 3/4" MALE WITH TURBINE P/N 1234260 | MANIFOLD 3/4" MALE WITH TURBINE P/N 1234260 | 010 | 062 | 62.16
AV001A | MANIFOLD 255 3/4" BSP MALE NORYL + KIT P/N 1234256 | MANIFOLD 255 3/4" BSP MALE NORYL + KIT P/N 1234256 | 010 | 062 | 22.43
AV006 | ATTACCO 3/4" GAS MIXER | MANIFOLD 3/4" GAS MIXER | 010 | 062 | 38.66
AV007 | KIT ATTACCO 3/4" GAS OT. MIXER* | MANIFOLD KIT 3/4" GAS BRASS MIXER* | 010 | 062 | 41.04
AV008 | VITONE 3/8" PER ATTACCO 1" GAS OTTONE MIXER | SCREW 3/8" FOR 1" MANIFOLD BRASS MIXER | 010 | 062 | 2.36
AV010 | KIT ATTACCO 3/4" GAS IN OTTONE* | MANIFOLD KIT BRASS FEMALE 3/4" GAS* | 010 | 062 | 31.04
AV011 | KIT ATTACCO 1" GAS IN OTTONE* | MANFOLD KIT BRASS FEMALE 1" GAS* | 010 | 062 | 31.63
AV012 | KIT ATTACCO 1" GAS OT. MIXER* | MANIFOLD KIT BRASS FEMALE 1" GAS MIXER* | 010 | 062 | 42.18
AV013 | KIT ATTACCO 3/4" BSPT IN NORYL | MANIFOLD KIT NORYL FEMALE 3/4" BSPT* | 010 | 062 | 15.84
AV015 | ATTACCO 3/4" GAS IN OTTONE | MANIFOLD BRASS FEMALE 3/4" GAS | 010 | 062 | 27.53
AV016 | ATTACCO 1" GAS IN OTTONE | MANIFOLD BRASS FEMALE 1" GAS | 010 | 062 | 28.26
AV017 | ATTACCO 1" GAS OTTTONE MIXER | MANIFOLD BRASS FEMALE 1" GAS MIXER | 010 | 062 | 42.9
AV022 | MANIFOLD 1" MALE WITH TURBINE + KIT P/N 1234259 | MANIFOLD 1" MALE WITH TURBINE + KIT P/N 1234259 | 010 | 062 | 62.16
AV022A | MANIFOLD 255 1" BSP MALE NORYL + KIT P/N 1234255 | MANIFOLD 255 1" BSP MALE NORYL + KIT P/N 1234255 | 010 | 062 | 22.43
AV023 | CAVO PROLUNGA Lg=50cm PER CABINATI P/N 1242411 | EXTENSION CORD Lg=50cm FOR CAB. P/N 1242411 | 010 | 062 | 22.55
AV023A | CAVO CON CONNETTORE 4 PIN IMPULSO START SERIE 700 | 4 PIN CONNECTOR CABLE START 700 SERIES | 010 | 062 | 21.06
AV026 | BY-PASS 256 CON O-RING, VITI, DADI | BY-PASS 256 W/O-RING, SCREWS,NUTS | 010 | 062 | 50.14
AV027 | BY-PASS 1265 | BY-PASS 1265 | 010 | 062 | 73.91
AV028 | KIT BY-PASS 256 CODOLO 3/4" GAS IN OTTONE* | BY-PASS 256 KIT BRASS 3/4" GAS* | 010 | 062 | 75.27
AV029 | KIT BY-PASS 256 CODOLO 1" GAS IN OTTONE* | BY-PASS 256 KIT BRASS 1" GAS* | 010 | 062 | 76.11
AV029A | KIT BY-PASS 256 CODOLO D.32 PVC INCOLLAGGIO * | BY-PASS KIT PVC D.32 TO GLUE* | 010 | 062 | 83.95
AV030B | KIT RACCORDI A CODOLO 3/4" GAS IN OTTONE | MANIFOLD KIT BRASS MALE 3/4" GAS* | 010 | 062 | 16.98
AV031B | KIT RACCORDI A CODOLO 1" GAS OTTONE | MANIFOLD KIT BRASS MALE " GAS* | 010 | 062 | 17.69
AV032 | KIT RACCORDI A CODOLO D.32 PVC | MANIFOLD KIT PVC D,32 | 010 | 062 | 25.72
AV036A | KIT MESSA A DISTANZA TIMER LOGIX CON MORSETTERIA P/N 1256257 | KIT REMOTE LOGIX CONTROL W/TERMINAL BLOCKS P/N 1256257 | 010 | 062 | 51.75
AV037 | KIT VITE DI MISCELAZIONE PER SERIE 700 E 255/400 NEW STYLE | BLENDING KIT SCREW FOR 700 SERIES AND 255/400 NEW STYLE | 010 | 062 | 12.53
AV038 | KIT RACCORDI A CODOLO 1 1/4" GAS IN OTTONE* | MANIFOLD KIT BRASS MALE 1 1/4" GAS* | 010 | 062 | 56.06
AV039 | KIT BY-PASS 1265 CODOLO 1" GAS IN OTTONE* | BY-PASS 1265 KIT BRASS 1" GAS* | 010 | 062 | 102.32
AV040 | KIT BY-PASS 1265 CODOLO 1 1/4" GAS IN OTTONE* | BY-PASS KIT 1265 BRASS 1 1/4" GAS* | 010 | 062 | 137.09
AV044 | REGOLATORE CONTROLAVAGGIO ESTERNO 05 GPM | EXTERNAL BACKWASH 05 GPM | 010 | 062 | 23.81
AV045 | REGOLATORE CONTROLAVAGGIO ESTERNO 06 GPM | EXTERNAL BACKWASH 06 GPM | 010 | 062 | 23.81
AV046 | REGOLATORE CONTROLAVAGGIO ESTERNO 07 GPM | EXTERNAL BACKWASH 07 GPM | 010 | 062 | 23.81
AV047 | REGOLATORE CONTROLAVAGGIO ESTERNO 08 GPM | EXTERNAL BACKWASH 08 GPM | 010 | 062 | 23.81
AV048 | REGOLATORE CONTROLAVAGGIO ESTERNO 09 GPM | EXTERNAL BACKWASH 09 GPM | 010 | 062 | 23.81
AV049 | REGOLATORE CONTROLAVAGGIO ESTERNO 10 GPM | EXTERNAL BACKWASH 10 GPM | 010 | 062 | 24.07
AV057 | KIT MICRO SWITCH 253-5/263-8 LOGIX LATO TIMER 0,1 A | FRONT MOUNT SWITCH KIT 253-5/263-8 0,1A | 010 | 062 | 58.09
AV058 | KIT MICRO SWITCH 253-5/263-8 LOGIX LATO TIMER 5A | FRONT MOUNT SWITCH KIT 253-5/263-8 5A | 010 | 062 | 58.09
AV059 | KIT MICRO SWITCH 253-5/263-8 LOGIX LATO PIASTRA 0,1 A | TOP PLATE SWITCH KIT 253-5/263-8 0,1A | 010 | 062 | 58.09
AV065 | KIT MICRO-SWITCH 268 0.1 A | MICRO-SWITCH KIT FOR 268 0.1 A | 010 | 062 | 53.75
AV069 | KIT MICRO SWITCH 253-5/263-8 LOGIX LATO PIASTRA 5A | TOP PLATE SWITCH KIT 253-5/263-8 5A | 010 | 062 | 58.09
AV070 | DIFF. SUPERIORE 13/16" BAJONET (PER VALV. 255) | UPPER SCREEN 13/16" BAJONET (FOR 255 VALVE) | 010 | 062 | 3.3
AV071 | DIFF. SUPERIORE 1.05" A BAIONETTA | UPPER SCREEN 1.05" BAJONET | 010 | 062 | 3.3
AV073 | DIFF. SUPERIORE 1.05" (PER VALV. 163-168) | UPPER SCREEN 1.05" (FOR 163,168 VALVES) | 010 | 062 | 3.31
AV075 | DIFF. DI FONDO A RETE (PER TUBO 3/8" OD) | MESH TYPE SCREEN FOR BRINE (FOR 3/8" OD TUBE) | 010 | 062 | 6.67
AV078 | TUBO PVC 3/8" OD (D EST.=9,5MM - D INT.=7MM +0/-0,1) L=400MM | PVC TUBE 3/8" OD (D OUT.=9,5MM - D IN.=7MM +0/-0,1) L=400MM | 010 | 062 | 0.32
AV080 | TUBO PVC 3/8" OD (D EST.=9,5MM - D INT.=7MM +0/-0,1) L=1067MM(42") | PVC TUBE 3/8" OD (D OUT.=9,5MM - D IN.=7MM +0/-0,1) L=1067MM(42") | 010 | 062 | 1.04
AV081 | TUBO PVC 13/16" OD (D EST.=20,6MM - D INT.=18MM +0/-0,3) L=280MM | PVC TUBE 13/16" OD (D OUT.=20,6MM - D IN.=18MM +0/-0,3) L=280MM | 010 | 062 | 0.33
AV083 | TUBO PVC 13/16" OD (D EST.=20,6MM - D INT.=18MM +0/-0,3) L=889MM(35") | PVC TUBE 13/16" OD (D OUT.=20,6MM - D IN.=18MM +0/-0,3) L=889MM(35") | 010 | 062 | 1.06
AV084 | TUBO PVC 13/16" OD (D EST.=20,6MM - D INT.=18MM +0/-0,3) L=1397MM(55") | PVC TUBE 13/16" OD (D OUT.=20,6MM - D IN.=18MM +0/-0,3) L=1397MM(55") | 010 | 062 | 1.7
AV085 | TUBO PVC 1.05" OD (D EST.=26,6MM - D INT.=23MM +0/-0,3) L=889MM(35") | PVC TUBE 1.05" OD (D OUT.=26,6MM - D IN.=23MM +0/-0,3) L=889MM(35") | 010 | 062 | 2.56
AV085B | TUBO PVC 1.05" OD (D EST.=26,6MM - D INT.=23MM +0/-0,3) L=807MM | PVC TUBE 1.05" OD (D OUT.=26,6MM - D IN.=23MM +0/-0,3) L=807MM | 010 | 062 | 2.56
AV085C | TUBO PVC 1.05" OD (D EST.=26,6MM - D INT.=23MM +0/-0,3) L=225MM | PVC TUBE 1.05" OD (D OUT.=26,6MM - D IN.=23MM +0/-0,3) L=225MM | 010 | 062 | 1.39
AV085E | TUBO PVC 1.05" OD (D EST.=26,6MM - D INT.=23MM +0/-0,3) L=325MM | PVC TUBE 1.05" OD (D OUT.=26,6MM - D IN.=23MM +0/-0,3) L=325MM | 010 | 062 | 0.94
AV085F | TUBO PVC 1.05" OD (D EST.=26,6MM - D INT.=23MM +0/-0,3) L=785MM | PVC TUBE 1.05" OD (D OUT.=26,6MM - D IN.=23MM +0/-0,3) L=785MM | 010 | 062 | 2.27
AV085G | TUBO PVC 1.05" OD (D EST.=26,6MM - D INT.=23MM +0/-0,3) L=800MM | PVC TUBE 1.05" OD (D OUT.=26,6MM - D IN.=23MM +0/-0,3) L=800MM | 010 | 062 | 2.56
AV086 | TUBO PVC 1.05" OD (D EST.=26,6MM - D INT.=23MM +0/-0,3) L=1397MM(55") | PVC TUBE 1.05" OD (D OUT.=26,6MM - D IN.=23MM +0/-0,3) L=1397MM(55") | 010 | 062 | 3.82
AV087 | TUBO PVC 1.05" OD (D EST.=26,6MM - D INT.=23MM +0/-0,3) L=1829MM(72") | PVC TUBE 1.05" OD (D OUT.=26,6MM - D IN.=23MM +0/-0,3) L=1829MM(72") | 010 | 062 | 5.25
AV090M | TUBO PVC 3/8" OD L=1067MM(42") + DIFF. DI FONDO A RETE AV075 | PVC TUBE 3/8" OD L=1067MM(42") + MESH TYPE SCREEN AV075 | 010 | 062 | 4.95
AV091 | TUBO PVC 3/8" OD L=205MM + DIFF. DI FONDO A RETE AV075 | PVC TUBE 3/8" OD L=205MM + MESH TYPE SCREEN AV075 | 010 | 062 | 3.23
AV093M | TUBO PVC 3/8" OD L=1067MM(42") + AIR-CHECK AV108 | PVC TUBE 3/8" OD L=1067MM(42") + AIR-CHECK AV108 | 010 | 062 | 6.79
AV094 | ASTA RICAMBIO PER VALV. ASPIRAZ. SALE 464 | SPARE ROD FOR 464 BRINE VALVE | 010 | 062 | 2.31
AV095 | VALV. ASPIRAZ. SALE 464 STANDARD | 464 STANDARD BRINE VALVE | 010 | 062 | 36.94
AV096 | KIT VALV. ASPIRAZ. SALE 464 STANDARD + TUBO PVC 3/8" OD L=1067MM(42")* | 464 STANDARD BRINE VALVE KIT + PVC TUBE 3/8" OD L=1067MM(42")* | 010 | 062 | 36.82
AV097 | DIFF. DI FONDO (PER TUBO 1.05"OD) | LOWER DIFFUSER (FOR 1.05" OD TUBE) | 010 | 062 | 4.7
AV098 | DIFF. DI FONDO CONICO (PER TUBO 13/16"OD) | LOWER DIFFUSER CONIC (FOR 13/16" OD TUBE) | 010 | 062 | 4.7
AV098A | DIFF. DI FONDO CONICO (PER TUBO 1.05"OD) | LOWER DIFFUSER CONIC (FOR 1.05" OD TUBE) | 010 | 062 | 4.11
AV099A | DIFF. DI FONDO A DISCHI (PER TUBO 1.05"OD) | SEGMENTED LOWER DIFFUSER (FOR 1.05" OD TUBE) | 010 | 062 | 18.28
AV099C | DIFF. DI FONDO A DISCHI (PER TUBO D.32 MM) | SEGMENTED LOWER DIFFUSER (FOR D.32 MM TUBE) | 010 | 062 | 17.55
AV100M | TUBO PVC 13/16" OD L=889MM(35") + DIFF. DI FONDO AV098 | PVC TUBE 13/16" OD L=889MM(35") + LOWER DIFFUSER AV098 | 010 | 062 | 5.19
AV101M | TUBO PVC 13/16" OD L=1397MM(55") + DIFF. DI FONDO AV098 | PVC TUBE 13/16" OD L=1397MM(55") + LOWER DIFFUSER AV098 | 010 | 062 | 5.83
AV103M | TUBO PVC 1.05" OD L=1397MM(55") + DIFF. DI FONDO AV097 | PVC TUBE 1.05" OD L=1397MM(55") + LOWER DIFFUSER AV097 | 010 | 062 | 7.95
AV104M | TUBO PVC 1.05" OD L=1829MM(72") + DIFF. DI FONDO AV097 | PVC TUBE 1.05" OD L=1829MM(72") + LOWER DIFFUSER AV097 | 010 | 062 | 9.19
AV105BM | TUBO PVC 1.05" OD L=895MM + DIFF. DI FONDO AV097 | PVC TUBE 1.05" OD L=895MM + LOWER DIFFUSER AV097 | 010 | 062 | 6.29
AV108 | AIR-CHECK 3/8" OD | AIR-CHECK 3/8" OD | 010 | 062 | 6.81
AV116AM | TUBO PVC 1.05" OD L=225MM + DIFF. DI FONDO AV097 | PVC TUBE 1.05" OD L=225MM + LOWER DIFFUSER AV097 | 010 | 062 | 5.34
AV116BM | TUBO PVC 1.05" OD L=325MM + DIFF. DI FONDO AV097 | PVC TUBE 1.05" OD L=325MM + LOWER DIFFUSER AV097 | 010 | 062 | 5.2
AV116CM | TUBO PVC 1.05" OD L=785MM + DIFF. DI FONDO AV097 | PVC TUBE 1.05" OD L=785MM + LOWER DIFFUSER AV097 | 010 | 062 | 6.65
AV116DM | TUBO PVC 1.05" OD L=800MM + DIFF. DI FONDO AV097* | PVC TUBE 1.05" OD L=800MM + LOWER DIFFUSER AV097* | 010 | 062 | 8.04
AV116M | TUBO PVC 1.05" OD L=432MM(17") + DIFF. DI FONDO AV097 | PVC TUBE 1.05" OD L=432MM(17") + LOWER DIFFUSER AV097 | 010 | 062 | 5.48
AV117M | TUBO PVC 1.05" OD L=889MM(35") + DIFF. DI FONDO AV097 | PVC TUBE 1.05" OD L=889MM(35") + LOWER DIFFUSER AV097 | 010 | 062 | 6.59
AV118 | DIFF. ASPIRAZ. SALE PER TUBO 3/8" OD | DIFFUSER FOR BRINE TUBE 3/8" OD | 010 | 062 | 4.84
AV119 | KIT INTERCOLLEGAMENTO 255/764 TWIN D. 32 X 1" FEMM. * | INTERCONNECTION KIT 255/764 TWIN D.32 X 1" FEMALE * | 010 | 062 | 243.48
AV120 | TINO PERMANGANATO COMPLETO PER 255FA -268FA | COMPLETE PERMANGANATE FEEDER FOR 255FA -268FA | 010 | 062 | 161.27
AV122 | TUBO PVC 1.05" OD (D EST.=26,6MM - D INT.=23MM +0/-0,3) L=432MM(17") | PVC TUBE 1.05" OD (D OUT.=26,6MM - D IN.=23MM +0/-0,3) L=432MM(17") | 010 | 062 | 1.52
AV124 | VALV. ASPIRAZ. SALE 464 HIGH FLOW | 464 HIGH FLOW | 010 | 062 | 37.6
AV125 | KIT VALV. ASPIRAZ. SALE 464 HIGH FLOW + TUBO PVC 3/8" OD L=1067MM(42")* | 464 HIGH FLOW BRINE VALVE KIT + PVC TUBE 3/8" OD L=1067MM(42")* | 010 | 062 | 36.82
AV126 | TUBO PVC 3/8" OD (D EST.=9,5MM - D INT.=7MM +0/-0,1) L=280MM | PVC TUBE 3/8" OD (D OUT.=9,5MM - D IN.=7MM +0/-0,1) L=280MM | 010 | 062 | 0.27
AV127 | TUBO PVC 3/8" OD L=280MM + AIR-CHECK AV108* | PVC TUBE 3/8" OD L=280MM + AIR-CHECK AV108* | 010 | 062 | 6.96
AV128 | KIT INTERCOLLEGAMENTO 278/764 TWIN D. 32 X 1" FEMM. * | INTERCONNECTION KIT 278/764 TWIN D.32 X 1" FEMALE * | 010 | 062 | 290.26
AV129 | KIT INTERCOLLEGAMENTO 278/764 TWIN D. 40 X 1" 1/4 FEMM. * | INTERCONNECTION KIT 278/764 TWIN D.40 X 1" 1/4 FEMALE * | 010 | 062 | 313.57
AV131 | TUBO PVC-U D=32 MM (D EST.=32MM - D INT.=28,4MM +0/-0,3) L=350MM | PVC-U TUBE D=32 MM (D OUT.=32MM - D IN.=28,4MM +0/-0,3) L=350MM | 010 | 062 | 6.86
AV132 | ADATTATORE PVC-U D. 32 X 1" FEMM. | ADAPTER PVC -U D.32 X1" FEMALE | 010 | 062 | 7.72
AV133 | ADATTATORE PVC-U D. 40 X 1" 1/4 FEMM. | ADAPTER PVC -U D.40 X1" 1/4 FEMALE | 010 | 062 | 8.39
AV134 | RACCORDO A T PVC-U D.32 | TEE FITTING PVC-U D.32 | 010 | 062 | 4.09
AV135 | RACCORDO A T PVC-U D.40 | TEE FITTING PVC-U D.40 | 010 | 062 | 6.55
AV136 | RIDUZIONE PVC-U D.40 X D.32 | ADAPTER PVC-U D.40 X D.32 | 010 | 062 | 2.59
AV137 | GOMITO PVC-U D.32 | ELBOW PVC-U D.32 | 010 | 062 | 3.27
AV138 | GOMITO PVC-U D.32 M/F | ELBOW PVC-U D.32 M/F | 010 | 062 | 6
AV139 | MANICOTTO PVC-U D.32 | SLEEVE PVC-U D.32 | 010 | 062 | 2.27
AV140 | TUBO POLIETILENE 3/8 MATASSA DA 30 M | POLYETILENE 3/8" ROLL 30 MT | 010 | 062 | 34.25
AV141 | REGOLATORE CONTROLAVAGGIO ESTERNO 12 GPM | EXTERNAL BACKWASH CONTROL 12 GPM | 010 | 062 | 37.02
AV142 | REGOLATORE CONTROLAVAGGIO ESTERNO 15 GPM | EXTERNAL BACKWASH CONTROL 15 GPM | 010 | 062 | 37.02
AV144 | REGOLATORE CONTROLAVAGGIO ESTERNO 20 GPM | EXTERNAL BACKWASH CONTROL 20 GPM | 010 | 062 | 37.02
AV146 | REGOLATORE CONTROLAVAGGIO ESTERNO PEANUT 0.9 GPM # 06 | EXTERNAL BACKWASH CONTROL PEANUT 0.9 GPM # 06 | 010 | 062 | 10.47
AV146B | REGOLATORE CONTROLAVAGGIO ESTERNO 368 BYPASS 0.90 GPM # 06 | EXTERNAL BACKWASH CONTROL 368 BYPASS 0.90 GPM # 06 | 010 | 062 | 19.56
AV147 | REGOLATORE CONTROLAVAGGIO ESTERNO PEANUT 1.20 GPM # 07 | EXTERNAL BACKWASH CONTROL PEANUT 1.20 GPM # 07 | 010 | 062 | 10.47
AV147B | REGOLATORE CONTROLAVAGGIO ESTERNO 368 BYPASS1.20 GPM # 07 | EXTERNAL BACKWASH CONTROL 368 BYPASS 1.20 GPM # 07 | 010 | 062 | 19.56
AV148 | REGOLATORE CONTROLAVAGGIO ESTERNO PEANUT 1.60 GPM # 08 | EXTERNAL BACKWASH CONTROL PEANUT 1.60 GPM # 08 | 010 | 062 | 10.57
AV148B | REGOLATORE CONTROLAVAGGIO ESTERNO 368 BYPASS1.60 GPM # 08 | EXTERNAL BACKWASH CONTROL 368 BYPASS 1.60 GPM # 08 | 010 | 062 | 19.56
AV149 | REGOLATORE CONTROLAVAGGIO ESTERNO PEANUT 2.00 GPM # 09 | EXTERNAL BACKWASH CONTROL PEANUT 2.00 GPM # 09 | 010 | 062 | 10.47
AV149B | REGOLATORE CONTROLAVAGGIO ESTERNO 368 BYPASS 2.0 GPM # 09 | EXTERNAL BACKWASH CONTROL 368 BYPASS 2.0 GPM # 09 | 010 | 062 | 19.56
AV150 | RACCORDO A GOMITO AIR-CHECK 1/4" F FEMMINA | ELBOW FITTING AIR-CHECK 1/4" FEMALE | 010 | 062 | 3.79
AV151 | RACCORDO A GOMITO AIR-CHECK 1/4"MASC HIO | ELBOW FITTING AIR-CHECK 1/4" MALE | 010 | 062 | 3.04
AV152 | RACCORDO DIRITTO 1/4" MASCHIO | STRAIGHT FITTING 1/4" MALE | 010 | 062 | 2.28
AV153 | RACCORDO DIRITTO 3/8" MASCHIO | STRAIGHT FITTING 3/8" MALE | 010 | 062 | 2.41
AV154 | RACCORDO GOMITO 3/8" FEMMINA | ELBOW FITTING 3/8"" FEMALE | 010 | 062 | 4.13
AV155 | RACCORDO GOMITO 3/8" INTERMEDIO | ELBOW FITTING UNION 3/8" | 010 | 062 | 4.56
AV156 | RACC.PASSAPARETE 3/8" INTERMEDIO | BULKHEAD UNION 3/8" | 010 | 062 | 4.73
AV158 | RACCORDO A TE 3/8"INTERMEDIO | UNION TEE 3/8" UNION | 010 | 062 | 6.11
AV159 | RACCORDO GOMITO 3/8" MASCHIO | ELBOW FITTING 3/8" MALE | 010 | 062 | 3.66
AV160 | RACCORDO GOMITO 1/4" FEMMINA JC 45-6-4 PO | ELBOW FITTING 1/4" FEMALE JC 45-6-4 PO | 010 | 062 | 3.31
AV169 | RACCORDO PORTAGOMMA DRITTO DI SCARICO 1/2" F X 16 | STRAIGHT DRAIN FITTING 1/2" FX16 | 010 | 062 | 2.66
AV170 | RACCORDO PORTAGOMMA DI SCARICO DIRITTO 3/8" M | STRAIGHT DRAIN FITTING 3/8" M | 010 | 062 | 2.4
AV171 | RACCORDO PORTAGOMMA DI SCARICO DIRITTO 1/2"M | STRAIGHT DRAIN FITTING 1/2"M | 010 | 062 | 2.13
AV172 | RACCORDO PORTAGOMMA DI SCARICO GOMITO 3/8" M | ELBOW DRAIN FITTING 3/8" M | 010 | 062 | 2.56
AV173 | RACCORDO PORTAGOMMA DI SCARICO GOMITO 1/2" M | ELBOW DRAIN FITTING 1/2"M | 010 | 062 | 2.5
AV174 | RACCORDO PORTAGOMMA DI SCARICO GOMITO 1/2" F | ELBOW DRAIN FITTING 1/2" F | 010 | 062 | 3.63
AV175 | RACCORDO PORTAGOMMA DI SCARICO GOMITO 3/4"F | ELBOW DRIAN FITTING 3/4" F | 010 | 062 | 5.18
AV180 | RACCORDO GOMITO TROPPO PIENO 3/8" | OVERFLOW ELBOW 3/8" | 010 | 062 | 2.95
AV181 | RACCORDO GOMITO TROPPO PIENO 1/2" | OVERFLOW ELBOW 1/2" | 010 | 062 | 5.9
AV185 | KIT VITE DI MISCELAZIONE VALV. PEANUT 366-368 | MIXING VALVE FOR 366-368 VALVE | 010 | 062 | 12.4
AV200 | KIT DUREZZA SCATOLA INDICATORE + TITOLANTE | HARDNESS KIT TESTING INDICATOR + TITRANT | 010 | 066 | 21.77
AV200P | PROVETTE GRADUATE 20 ML - CONFEZIONE 10 PEZZI | MULTIPACK 10 PCS - 20 ML GRADUATE TEST TUBE | 010 | 066 | 32.22
AV201 | KIT DUREZZA BLISTER 1 FLACONE MONOREAGENTE | HARDNESS KIT TESTING SINGLE REAGENT 1 BLISTER | 010 | 066 | 8.98
AV202 | KIT DUREZZA BLISTER 2 FLACONI MONOREAGENTE | HARDNESS KIT TESTING SINGLE REAGENT 2 BLISTER | 010 | 066 | 13.57
AV203 | CONFEZ.6 FLACONI INDICATORE 15ML | 6 BLISTERS PACK INDICATOR 15 ML | 010 | 066 | 46.77
AV204 | CONFEZIONE 6 FLACONI TITOLANTE 25 ML | 6 BLISTERS PACK TITRANT 15 ML | 010 | 066 | 41.23
AV205 | KIT CLORO O-TOL 0,1 - 1,5 PPM P/N 1010 | CHLORINE TESTING KIT O-TOL 0,1-1,5 PPM P/N 1011 | 010 | 066 | 22.02
AV206 | KIT DUREZZA BLISTER 1 FLACONE MONOREAGENTE GRADI TEDESCHI | HARDNESS KIT TESTING SINGLE REAGENT 1 BLISTER GERMAN | 010 | 066 | 8.98
AV207 | KIT DUREZZA BLISTER 2 FLACONI MONOREAGENTE GRADI TEDESCHI | HARDNESS KIT TESTING SINGLE REAGENT 2 BLISTER GERMAN | 010 | 066 | 13.57
AV208 | KIT CLORO IPT DPD | IPT DPD CHLORINE KIT | 010 | 066 | 31.54
AV210 | KIT FERRO IPT | IPT IRON KIT | 010 | 066 | 50.12
AV213 | PH 1-11 KIT IPT | IPT PH 1-11 KIT | 010 | 066 | 21.61
AV214 | KIT SOLFATI IPT | IPT SULPHATE KIT | 010 | 066 | 48.97
AV632 | TUBO PVC D=32 MM (D EST.=32MM - D INT.=28,4MM +0/-0,3) L=2000MM | PVC TUBE D=32 MM (D OUT.=32MM - D IN.=28,4MM +0/-0,3) L=2000MM | 022 | 940 | 8.12
AW014 | REG.CONTROLAVAGGIO 06 CON O-RING | BACKWASH CONTROL 06 WITH O-RING | 010 | 064 | 12.37
AW025 | KIT VALVOLE A DISCO PER 155-163-168 | VALVE DISCS KIT FOR 155-163-168 | 010 | 064 | 28.86
AW030 | SFERA REGOLATORE CONTROLAV. 155 DEMI | BACWASH BALL 155 DEMI | 010 | 064 | 2.38
AW037 | O-RING 3087/118 EPDM | O-RING 3087/118 EPDM | 010 | 064 | 1.69
AW038 | O-RING 3062/114 EPDM | O-RING 3062/114 EPDM | 010 | 064 | 1.37
AW039 | O-RING 109 EPDM | O-RING 109 EPDM | 010 | 064 | 1.13
AW040 | CAPPELLOTTO 255 DI P/N 1033441 | CAP 255 DI P/N 1033442 | 010 | 064 | 27.72
AW041 | INIETTORE A 255 DI P/N 1034117 | INJECTOR A 255 DI P/N 1034117 | 010 | 064 | 28.56
AW042 | INIETTORE B 255 DI P/N 1034118 | INJECTOR B 255 DI P/N 1034118 | 010 | 064 | 28.56
AW043 | INIETTORE C 255 DI P/N 1034119 | INJECTOR C 255 DI P/N 1034119 | 010 | 064 | 28.56
AW044 | BACKWASH 08 255DI P/N 1033437 | BACKWASH 08 255DI P/N 1033437 | 010 | 064 | 27.24
AW045 | BACKWASH 09 255 DI P/N 1033438 | BACKWASH 09 255 DI P/N 1033438 | 010 | 064 | 27.24
AW046 | BACKWASH 10 255DI P/N 1033439 | BACKWASH 10 255DI P/N 1033439 | 010 | 064 | 27.24
AW047 | BACKWASH 12 255DI P/N 1033440 | BACKWASH 12 255DI P/N 1033440 | 010 | 064 | 27.24
AW048 | CHECK VALVE 255 DI | CHECK VALVE 255 DI | 010 | 064 | 10.45
AW049EP | KIT OR EPDM ACCOPPIAMENTO CORPO VALVOLA 255 DI * | EPDM O-RING SET FOR 255 DI VALVE TOP/BOTTOM COUPLING* | 010 | 064 | 10.79
AW050EP | KIT OR EPDM ATTACCO FLANGIATO 255 DI * | KIT OR EPDM 255 DI* | 010 | 064 | 6.4
AW100 | REG.CONTROLAVAGGIO 07 CON O-RING | BACKWASH CONTROL 07 WITH O-RING | 010 | 064 | 12.37
AW101 | REG.CONTROLAVAGGIO 08 CON O-RING | BACKWASH CONTROL 08 WITH O-RING | 010 | 064 | 12.37
AW102 | REG.CONTROLAVAGGIO 09 CON O-RING | BACKWASH CONTROL 09 WITH O-RING | 010 | 064 | 12.37
AW103 | REG.CONTROLAVAGGIO 10 CON O-RING | BACKWASH CONTROL 10 WITH O-RING | 010 | 064 | 12.37
AW104 | REG.CONTROLAVAGGIO 12 CON O-RING | BACKWASH CONTROL 12 WITH O-RING | 010 | 064 | 12.37
AW105 | REG.CONTROLAVAGGIO 13 CON O-RING | BACKWASH CONTROL 13 WITH O-RING | 010 | 064 | 12.37
AW106 | REG.CONTROLAVAGGIO 14 CON O-RING | BACKWASH CONTROL 14 WITH O-RING | 010 | 064 | 12.37
AW107 | CAPPELLOTTO INIETTORE/BACKWASH OPEN 00 | INJECTOR CAP/BACKWASH OPEN 00 | 010 | 064 | 4.04
AW110 | REGOLATORE SALAMOIA 10 Lbs | BRINE REFILL CONTROL 10 Lbs | 010 | 064 | 28.1
AW111 | REGOLATORE SALAMOIA 19 Lbs | BRINE REFILL CONTROL 19 Lbs | 010 | 064 | 28.1
AW115 | REGOLATORE RINVIO ACQUA .14GPM | BRINE REFILL CONTROL ASSEMBLY .14GPM | 010 | 064 | 18.3
AW118 | REGOLATORE RINVIO ACQUA .33 GPM SEDE CONICA | BRINE REFILL CONTROL .33 GPM | 010 | 064 | 12.37
AW124 | SPINA DI FISSAGGIO MOTORE LOGIX P/N 3029962 | MOTOR LOCKING PIN P/N 3029962 | 010 | 064 | 1.63
AW125 | ASSIEME FILTRO E CAPPELLOTTO CON O-R ING | SCREEN/CAP ASSEMBLY W/O-RING | 010 | 064 | 4.41
AW126 | MOTORIDUTTORE 255/268 LOGIX CON CAVI P/N 1238861 | MOTOR W/SPACER AND PINION AND CABLE SERIES 700 P/N 1238861 | 010 | 064 | 80.38
AW128 | CAVO TURBINA 255-268-278/700 | TURBINE CABLE 255-268-278/700 | 010 | 064 | 26.75
AW129 | INTERRUTTORE SENSORE OTTICO P/N 1235373 | OPTIC SENSOR P/N 1235373 | 010 | 064 | 18.81
AW130 | INIETTORI A BIANCO CON O-RING | INJECTOR A WHITE WITH O-RING | 010 | 064 | 8.09
AW131 | INIETTORI B BLUE CON O-RING | INJECTOR B BLUE WITH O-RING | 010 | 064 | 8.09
AW132 | INIETTORE C ROSSO CON O-RING | INJECTOR C RED WITH O-RING | 010 | 064 | 8.09
AW133 | INIETTORE E YELLOW CON O-RING | INJECTOR E YELLOW WITH O-RING | 010 | 064 | 8.57
AW134 | INIETTORE F PEACH CON O-RING | INJECTOR F PEACH WITH O-RING | 010 | 064 | 8.57
AW135 | INIETTORE G TAN CON O-RING | INJECTOR G TAN WITH O-RING | 010 | 064 | 8.57
AW136 | INIETTORE H LIGHT PURPLE CON O-RING | INJECTOR H LIGHT PURPLE WITH O-RING | 010 | 064 | 8.57
AW137 | INIETTORE J LIGHT BLUE CON O-RING | INJECTOR J LIGHT BLUE WITH O-RING | 010 | 064 | 8.57
AW138 | INIETTORE K PINK CON O-RING | INJECTOR K PINK WITH O-RING | 010 | 064 | 8.57
AW139 | SFERA REGOLATORE SALAMOIA E CONTROLAVAGGIO | FLOW CONTROL BALL | 010 | 064 | 1.03
AW140 | SFERA AIR-CHECK | AIR-CHECK BALL | 010 | 064 | 1.15
AW145 | 255 LOGIX SLIM COVER | 255 LOGIX SLIM COVER | 010 | 064 | 21.64
AW146A | BOCCOLA DI SUPPORTO ALBERO A CAM COPERCHIO I-Lid NEW STYLE | CAMSHAFT BEARING FOR COVER Lid NEW STYLE | 010 | 064 | 3
AW148 | 253-5/263-8 LOGIX STANDARD COVER P/N 1236246 | 253-5/263-8 LOGIX STANDARD COVER P/N 1236246 | 010 | 064 | 24.07
AW149 | ALBERO A CAMME 253/255 LOGIX P/N 1235353 | CAMSHAFT 253/255 LOGIX P/N 1235353 | 010 | 064 | 23.79
AW160A | PIASTRA SUPERIORE VALV. 255 SERIE 400 NEW STYLE | NEW STYLE SERIES 400 TOP PLATE FOR VALVE 255 | 010 | 064 | 28.9
AW162 | PIASTRA SUPERIORE 253/255 LOGIX P/N 1235340 | TOP PLATE 253/255 LOGIX P/N 1235341 | 010 | 064 | 53.57
AW163 | MOLLA DI CONTRASTO UN PEZZO 253/255 LOGIX P/N 1235341 | SPRING ONE PIECE 255 VALVE P/N 1235341 | 010 | 064 | 13.57
AW164A | CORPO VALVOLA SUPERIORE 255/400 CON PIASTRA NEW STYLE E SENZA REGOLAZ. | 255/400 VALVE ASSEMBLY NEW STYLE PLATE W/O FLOW CONTROLS | 010 | 064 | 203.85
AW168 | CORPO VALV.SUP.255/700 COMPLETO DI PIASTRA SUP.SENZA REGOLAZIONI | 255/700 VALVE ASSEMBLY W/O FLOW CONTROLS | 010 | 064 | 204.64
AW169 | O-RING 1.05" | O-RING 1.05" | 010 | 064 | 1.31
AW170 | ADATTATORE BOMBOLA 2.1/2" PER TUBO 1.05" | ADAPTER PRESSURE VESSEL 2.1/2" FOR TUBE 1.05" | 010 | 064 | 122.95
AW171 | RIDUTTORE IN GOMMA PER TUBO 13/16"1 | 13/16 RUBBER INSERT | 010 | 064 | 3.25
AW172 | O-RING ADATTATORE BOMBOLA 2.1/2" | O-RING ADAPTER FOR PRESSURE VESSEL 2.1/2" | 010 | 064 | 6.69
AW173 | FORCELLA DI BLOCCAGGIO CORPO VALVOLA | LOCKING BAR | 010 | 064 | 9.42
AW174 | VITE DI FISSAGGIO FORCELLA | TOP PLATE SCREW NO 8x9/16" | 010 | 064 | 0.84
AW175 | VITE INOX 8-32 UNC LG. 75mm | INOX SCREW 8-32 UNC LG. 75mm | 010 | 064 | 3.28
AW177 | ALBERO A CAMME 255 LOGIX 764 TWIN P/N 1236251 | CAMSHAFT 255 LOGIX 764 TWIN P/N 1236251 | 010 | 064 | 28.25
AW180 | KIT VALVOLE A DISCO 255 | VALVE DISCS KIT FOR 255 | 010 | 064 | 28.86
AW181 | MOLLA DI CONTRASTO VALVOLA A DISCO | VALVE DISC SPRING | 010 | 064 | 1.03
AW183 | CODULO + GHIERA 1.1/4" OTTONE | MANIFOLD+NUT 1,1/4" BRASS | 010 | 064 | 13.26
AW184 | RACCORDO M/F IN PVC 1.1/4"X1.3/4"-12 UNF | PVC ADAPTER M/F 1,1/4"x1,3/4"-12 UNF | 010 | 064 | 12.13
AW186 | GHIERA 3/4" - 1" | NUT 3/4" - 1" | 010 | 064 | 2.98
AW187 | GUARNIZIONE SBR 70 43X26X3 MM | WASHER SBR 70 43X26X3 MM | 010 | 064 | 1.49
AW188 | CODOLO 3/4" GAS IN OTTONE | MANIFOLD 3/4" BRASS | 010 | 064 | 7.04
AW189 | CODOLO 1" GAS IN OTTONE | MANIFOLD 1" BRASS | 010 | 064 | 7.37
AW190 | KIT AIR-CHECK 1/4" MASCHIO | KIT AIR-CHECK 1/4" MALE | 010 | 064 | 19.29
AW191 | KIT ADATTATORE FILETTATO PER AIR-CHECK 1/4" FEMMINA | NEW TO OLD AIR CHECK ADAPTER | 010 | 064 | 5.83
AW192 | O-RING NBR GRANDE PER ATTACCO VALV.255(26.65x2.62) | BIG NBR O-RING FOR MANIFOLD 255 (26.65x2.62) | 010 | 064 | 0.2
AW192EP | O-RING EPDM GRANDE ATTACCO VALVOLA 255 D.I. 3106/121 | BIG EPDM O-RING FOR MANIFOLD 255 D.I. 3106/121 | 010 | 064 | 18.95
AW193 | O-RING NBR PICCOLO PER ATTACCO VALV.255 (17.13x2.62) | SMALL NBR O-RING FOR MANIFOLD 255(17.13x2.62) | 010 | 064 | 0.14
AW193EP | O-RING EPDM PICCOLO ATTACCO VALVOLA 255 D.I. 3068/115 | BIG EPDM O-RING FOR MANIFOLD 255D.I. 3068/115 | 010 | 064 | 1.4
AW195 | KIT O-RING ACCOPPIAMENTO CORPO VALVO LA | O-RING SET FOR 255 VALVE TOP/BOTTOM COUPLING | 010 | 064 | 8.36
AW196 | KIT O-RING ATTACCO FLANGIATO* | O-RING SET* | 010 | 064 | 0.7
AW197 | KIT O-RING,VITI DADI ATT.FLANGIATO* | O-RING SET W/SCREWS AND NUTS* | 010 | 064 | 5.35
AW197N | KIT O-RING, VITI E DADI PER ATTACCO IN NORYL P/N 1040524 | O-RING DET W/SCREWS & NUTS FOR NORYL MANIFOLD P/N 1040524 | 010 | 064 | 11.54
AW198 | VITE OTTONE M5 x 20 | BRASS SCREW M5x20 | 010 | 064 | 0.38
AW199 | DADO OTTONE M5 | BRASS NUT M5 | 010 | 064 | 0.14
AW201 | ADATTATORE TURBINA COMPLETO PER 255 | METER ADAPTER KIT | 010 | 064 | 51.36
AW250 | KIT VALVOLE A DISCO 366 367 368 | VALVE DISCS KIT FOR 366 367 368 | 010 | 064 | 32.54
AW252 | MOLLA DI CONTRASTO UN PEZZO 366 367 368 | SPRING ONE PIECE 366 367 368 | 010 | 064 | 11.32
AW253 | ALBERO A CAMME 366 367 368 | CAMSHAFT FOR 366 367 368 | 010 | 064 | 22.68
AW254 | MOTORIDUTTORE CON CAVI 366 367 368 | MOTOR CABLE ASSEMBLY 366 367 368 | 010 | 064 | 77.57
AW255 | KIT ATTACCO 367 3/4" M BSPT S/TURBINA P/N 4000970 | MANIFOLD 3/4" BSPT INLET/OUTLET | 010 | 064 | 47.81
AW257 | KIT O-RING ATTACCO 367 | O-RING KIT MANIFOLD 367 | 010 | 064 | 3.53
AW259 | CAVO TURBINA 367 | TURBINE CABLE 367 | 010 | 064 | 11.14
AW266 | ASSIEME INIETTORE E YELLOW CON O-RING + FILTRO 366 367 368 | SCREEN ASSEMBLY INJECTOR E YELLOW WITH O-RING + FILTER 366 367 368 | 010 | 064 | 12.46
AW267 | ASSIEME INIETTORE F PEACH CON O-RING + FILTRO 366 367 368 | SCREEN ASSEMBLY INJECTOR F PEACH WITH O-RING + FILTER 366 367 368 | 010 | 064 | 12.46
AW268 | ASSIEME INIETTORE G TAN CON O-RING + FILTRO 366 367 368 | SCREEN ASSEMBLY INJECTOR G TAN WITH O-RING + FILTER 366 367 368 | 010 | 064 | 12.46
AW269 | ASSIEME INIETTORE H LIGHT PURPLE CON O-RING + FILTRO 366 367 368 | SCREEN ASSEMBLY INJECTOR H LIGHT PURPLE WITH O-RING + FILTER 366 367 368 | 010 | 064 | 12.46
AW275 | ATTACCHI MASCHIO 3/4" BSP | KIT 3/4" BSP CONNECTORS | 010 | 064 | 37.95
AW280 | TIMER 604 12V 50-60HZ | TIMER 604 12V 50-60HZ | 010 | 064 | 98.53
AW281 | TIMER 606 12V 50-60HZ | TIMER 606 12V 50-60HZ | 010 | 064 | 86.25
AW290 | BYPASS VALV. 368/606 | BYPASS VALVE 368/606 | 010 | 064 | 138.83
AW308 | REGOLATORE RINVIO ACQUA CIECO PER 263 | PLUGGED REFILL CONTROL 263 | 010 | 064 | 8
AW319 | GHIERA ATTACCO FILETTATO 2"1/2 PER 263-268 P/N 1035622 | TANK RING 2"1/2 263-268 P/N 1035622 | 010 | 064 | 8.82
AW327 | REGOLATORE RINVIO ACQUA 1.3 GPM P/N 1000519 | BRINE REFILL CONTROL 1.3 GPM P/N 1000519 | 010 | 064 | 18.46
AW328 | ASSIEME TURBINE MONTAGGIO INTERNO | TURBINE ASSEMBLY | 010 | 064 | 22.77
AW329 | KIT VALVOLE A DISCO 263-268-273-278 | VALVE DISCS KIT FOR 263-268-273-278 | 010 | 064 | 42.56
AW348 | INIETTORE L ORANGE CON O-RING P/N 1035736 | INJECTOR L ORANGE WITH O-RING P/N 1035736 | 010 | 064 | 8.57
AW349 | INIETTORE M BROWN CON O-RING P/N 1035737 | INJECTOR M BROWN WITH O-RING P/N 1035737 | 010 | 064 | 8.56
AW350 | INIETTORE N GREEN CON O-RING P/N 1035738 | INJECTOR N GREEN WITH O-RING P/N 1035738 | 010 | 064 | 8.56
AW351 | INIETTORE Q PURPLE CON O-RING P/N 1035739 | INJECTOR Q PURPLE WITH O-RING P/N 1035739 | 010 | 064 | 8.56
AW352 | INIETTORE R GREY CON O-RING P/N 1035884 | INJECTOR R GREY WITH O-RING P/N 1035884 | 010 | 064 | 8.56
AW358 | ALBERO A CAMME 263/268 LOGIX P/N 1235352 | CAMSHAFT 263/268 LOGIX P/N 1235352 | 010 | 064 | 26.75
AW360 | MOLLA DI CONTRASTO UN PEZZO 263/268 LOGIX P/N 1235339 | VALVE DISC SPRING ONE PIECE 263/268 LOGIX P/N 1235339 | 010 | 064 | 13.44
AW361 | ALBERO A CAMME 278 LOGIX P/N 1237405 | CAMSHAFT 278 LOGIX P/N 1237405 | 010 | 064 | 26.75
AW362 | CORPO VALVOLA 263-268/700 COMPLETO DI PIASTRA E SENZA REGOLAZIONI | 263-268/700 VALVE ASSEMBLY W/O FLOW CONTROLS | 010 | 064 | 241.22
AW363 | CORPO VALVOLA 278/700 COMPLETO DI PIASTRA SUPERIORE E SENZA REGOLAZIONI | 278 VALVE ASSMBLY W/O FLOW CONTROLS | 010 | 064 | 283.98
AW364 | ALBERO A CAMME 278 LOGIX 764 TWIN P/N 1237406 | CAMSHAFT 278 LOGIX 764 TWIN P/N 1237406 | 010 | 064 | 37.93
AW365 | CAVO A Y 4 PIN SENSORE TURBINA TWIN P/N 3016715 | Y CABLE 4 PIN TURBINE SENSOR P/N 3016715 | 010 | 064 | 40.46
AW366 | CAVO PROLUNGA LOGIX TWIN LG 3 M P/N 3016775 | INTERCONNECTION CABLE LOGIX TWIN LG 3 M P/N 3016775 | 010 | 064 | 144.6
AW367 | CAVO START/INTERCOLLEGAMENTO 3 PIN MULTI TANK P/N 3020228 | START/LOCKOUT CABLE 3 PIN MULTI TANK P/N 3020228 | 010 | 064 | 57.47
AW401 | KIT DISCO 7 GG PER 440-440i | 7 DAYS KIT DISCS FOR 440-440i | 010 | 064 | 15.76
AW402 | KIT DISCO ORARIO CON LEVETTA PER 440 -440i | TRIPPER ARM ASSEMBLY 440-440i | 010 | 064 | 6.41
AW405 | PULSANTE NERO START PER 440i + BOCCOLA TRASCINAMENTO | OUTPUT CONNECTOR W/BLACK START BUTTON 440i | 010 | 064 | 6.95
AW406 | PULSANTE NERO START PER 460i-460tc | BLACK START BUTTON 460i-460 tc | 010 | 064 | 5.67
AW423 | MOTORE 12V.50 HZ PER 440i | 12V-50HZ MOTOR FOR 440i | 010 | 064 | 65.63
AW424 | MOTORE 9V.50 HZ PER 460i-460tc | 9V-50HZ MOTOR FOR 460i-460tc | 010 | 064 | 56.15
AW433 | MOTORE 12V.60 HZ PER 440i | 12V-60HZ MOTOR FOR 440i | 010 | 064 | 53.25
AW449 | INGRANAGGIO BIANCO PER TIMER 440I P/N 1030841 | WHITE GEAR FOR TIMER 440I P/N 1030841 | 010 | 064 | 4.15
AW454 | INGRANAGGIO NERO 119' A (INF.# 8) | BLACK GEAR 119' A(INF.# 8) | 010 | 064 | 1.4
AW455 | INGRANAGGIO NERO 119' B | BLACK GEAR 119' B | 010 | 064 | 1.4
AW456 | INGRANAGGIO BIANCO 59' A (INF.# 13) | WHITE GEAR 59' A (INF.# 13) | 010 | 064 | 1.4
AW457 | INGRANAGGIO BIANCO 59' B | WHITE GEAR 59' B | 010 | 064 | 1.96
AW460 | TIMER 440i 7GG 119' 12V.50HZ ITA | TIMER 440i 7DAYS 119' 12V.50HZ ITA | 010 | 064 | 164.21
AW474 | TIMER 440i 7GG 119' 12V.50HZ E. | TIMER 440i 7DAYS 119' 12V.50HZ E. | 010 | 064 | 179.73
AW480 | TIMER 460i 118' 12V.50HZ SYM | TIMER 460i 118' 12V.50HZ SYM | 010 | 064 | 308.29
AW481 | TIMER 460i 59' 12V.50HZ SYM | TIMER 460i 59' 12V.50HZ SYM | 010 | 064 | 308.29
AW482 | TIMER 460tc 118' 12V.50HZ SYM | TIMER 460tc 118' 12V.50HZ SYM | 010 | 064 | 152.7
AW483 | TIMER 460tc 59' 12V.50HZ SYM | TIMER 460tc 59' 12V.50HZ SYM | 010 | 064 | 152.7
AW500 | PRESA TRASFORMATORE 230/12V SPINA EUROPEA | EUROPEAN TRANFORMER 230/12V | 010 | 064 | 40.18
AW501 | PRESA TRASFORMATORE 230/12V SPINA INGLESE | BRITISH TRANFORMER | 010 | 064 | 40.18
AW504 | TIMER SECONDARIO CIECO P/N 1254886 | SLAVE CONTROLLER P/N 1254886 | 010 | 064 | 39.22
AW505E | TIMER 764C W/CHECK SALT 12V 50/60HZ SYMBOL | TIMER 764C W/CHECK SALT 12V 50/60HZ SYMBOL | 010 | 064 | 347.74
AW510 | TIMER 740C-ET W/CHECK SALT 12V 50/60HZ ITA | TIMER 740C-ET W/CHECK SALT 12V 50/60HZ ITA | 010 | 064 | 203.37
AW511E | TIMER 740C W/CHECK SALT 12V 50/60HZ SYMBOL | TIMER 740C W/CHECK SALT 12V 50/60HZ SYMBOL | 010 | 064 | 214.55
AW512E | TIMER 742C W/CHECK SALT 12V 50/60HZ SYMBOL | TIMER 742C W/CHECK SALT 12V 50/60HZ SYMBOL | 010 | 064 | 245.05
AW513 | TIMER 760C-ET W/CHECK SALT 12V 50/60HZ ITA | TIMER 760C-ET W/CHECK SALT 12V 50/60HZ ITA | 010 | 064 | 254.04
AW514E | TIMER 760C W/CHECK SALT 12V 50/60HZ SYMBOL | TIMER 760C W/CHECK SALT 12V 50/60HZ SYMBOL | 010 | 064 | 254.04
AW515E | TIMER 762C W/CHECK SALT 12V 50/60HZ SYMBOL | TIMER 762C W/CHECK SALT 12V 50/60HZ SYMBOL | 010 | 064 | 321.49
AW517E | TIMER 740F W/CHECK SALT 12V 50/60HZ SYMBOL | TIMER 740F W/CHECK SALT 12V 50/60HZ SYMBOL | 010 | 064 | 203.37
AW518E | TIMER 742F W/CHECK SALT 12V 50/60HZ SYMBOL | TIMER 742F W/CHECK SALT 12V 50/60HZ SYMBOL | 010 | 064 | 252.97
AW524E | TIMER 760F W/CHECK SALT 12V 50/60HZ SYMBOL | TIMER 760F W/CHECK SALT 12V 50/60HZ SYMBOL | 010 | 064 | 254.04
AW525E | TIMER 762F W/CHECK SALT 12V 50/60HZ SYMBOL | TIMER 762F W/CHECK SALT 12V 50/60HZ SYMBOL | 010 | 064 | 304.74
AX040 | KIT CHLORINE GENERATOR 255/268 LOGIX | KIT CHLORINE GENERATOR 255/268 LOGIX | 010 | 070 | 89.33
AX210 | KIT CHLORGEN MWG COMPRESO DI ELETTRODO E RACCORDI | MWG CHLORGEN KIT W/PROBE AND FITTINGS | 010 | 070 | 119.67
AX212 | ELETTRODO IN TITANIO X CHLORGEN | TITANIUM PROBE FOR CHLORGEN | 010 | 070 | 35.89
AX234 | RACCORDO T CON ATTACCHI 3/8" | TE FITTINGS 3/8" THREADS | 010 | 070 | 3.89
AX238 | ADATTATORE PORTA ELETTRODI PER 255 COMPLETO DI O-RING | PROBE ADAPTER FOR 255 WITH O-RING | 010 | 070 | 19.74
AX239 | O-RING PER ADATTATORE PORTA ELETTRODI AX238 | O-RING FOR PROBE ADAPTER AX238 | 010 | 070 | 1.21
AX263 | ELETTRODO TITANIO CON CAVETTO | TITANIUM PROBE W/CABLE | 010 | 070 | 49.47
BMWG05013AB | BOMBOLA MWG 5X13 2.5" NO BASE BLU | MWG PRESSURE VESSEL 5X13 2.5" NO BASE BLUE | 043 | 410 | 31.57
BMWG05013BB | BOMBOLA MWG 5X13 2.5" BLU | MWG PRESSURE VESSEL 5X13 2.5" BLUE | 043 | 412 | 33.9
BMWG05017AB | BOMBOLA MWG 5X17 2.5" NO BASE BLU | MWG PRESSURE VESSEL 5X17 2.5" NO BASE BLUE | 043 | 410 | 35.24
BMWG05024AB | BOMBOLA MWG 5X24 2.5" NO BASE BLU | MWG PRESSURE VESSEL 5X24 2.5" NO BASE BLUE | 043 | 410 | 43.3
BMWG06013AB | BOMBOLA MWG 6X13 2.5" NO BASE BLU | MWG PRESSURE VESSEL 6X13 2.5" NO BASE BLUE | 043 | 410 | 33.92
BMWG06013BB | BOMBOLA MWG 6X13 2.5" BLU | MWG PRESSURE VESSEL 6X13 2.5" BLUE | 043 | 412 | 38.71
BMWG06017AB | BOMBOLA MWG 6X17 2.5" NO BASE BLU | MWG PRESSUR VESSEL 6X17 2.5" NO BASE BLUE | 043 | 410 | 35.11
BMWG06018BB | BOMBOLA MWG 6X18 2.5" BLU | MWG PRESSURE VESSEL 6X18 2.5" BLUE | 043 | 412 | 39.87
BMWG06024AB | BOMBOLA MWG 6X24 2.5" NO BASE BLU | MWG PRESSURE VESSEL 6X24 2.5" NO BASE BLUE | 043 | 410 | 45.26
BMWG06035BB | BOMBOLA MWG 6X35 2.5" BLU | MWG PRESSURE VESSEL 6X35 2.5" BLUE | 043 | 412 | 63.1
BMWG07013AB | BOMBOLA MWG 7X13 2.5" NO BASE BLU | MWG PRESSURE VESSEL 7X13 2.5" NO BASE BLUE | 043 | 410 | 36.43
BMWG07013BB | BOMBOLA MWG 7X13 2.5" BLU | MWG PRESSURE VESSEL 7X13 2.5" BLUE | 043 | 412 | 39.37
BMWG07017AB | BOMBOLA MWG 7X17 2.5" NO BASE BLU | MWG PRESSURE VESSEL 7X17 2.5" NO BASE BLUE | 043 | 410 | 39.78
BMWG07017BB | BOMBOLA MWG 7X17 2.5" BLU | MWG PRESSURE VESSEL 7X17 2.5" BLUE | 043 | 412 | 42.94
BMWG07019AB | BOMBOLA MWG 7X19 2.5" NO BASE BLU | MWG PRESSURE VESSEL 7X19 2.5" NO BASE BLUE | 043 | 410 | 41.75
BMWG07024AB | BOMBOLA MWG 7X24 2.5" NO BASE BLU | MWG PRESSURE VESSEL 7X24 2.5" NO BASE BLUE | 043 | 410 | 51.56
BMWG07024BB | BOMBOLA MWG 7X24 2.5" BLU | MWG PRESSURE VESSEL 7X24 2.5" BLUE | 043 | 412 | 55.3
BMWG07030AB | BOMBOLA MWG 7X30 2.5" NO BASE BLU | MWG PRESSURE VESSEL 7X30 2.5" NO BASE BLUE | 043 | 410 | 57.77
BMWG07030BB | BOMBOLA MWG 7X30 2.5" BLU | MWG PRESSURE VESSEL 7X30 2.5" BLUE | 043 | 412 | 61.36
BMWG07035AB | BOMBOLA MWG 7X35 2.5" NO BASE BLU | MWG PRESSURE VESSEL 7X35 2.5" NO BASE BLUE | 043 | 410 | 60.23
BMWG07035BB | BOMBOLA MWG 7X35 2.5" BLU | MWG PRESSURE VESSEL 7X35 2.5" BLUE | 043 | 412 | 65.68
BMWG08013AB | BOMBOLA MWG 8X13 2.5" NO BASE BLU | MWG PRESSURE VESSEL 8X13 2.5" NO BASE BLUE | 043 | 410 | 39.35
BMWG08013BB | BOMBOLA MWG 8X13 2.5" BLU | MWG PRESSURE VESSEL 8X13 2.5" BLUE | 043 | 412 | 42.63
BMWG08017AB | BOMBOLA MWG 8X17 2.5" NO BASE BLU | MWG PRESSURE VESSEL 8X17 2.5" NO BASE BLUE | 043 | 410 | 43.07
BMWG08017BB | BOMBOLA MWG 8X17 2.5" BLU | MWG PRESSURE VESSEL 8X17 2.5" BLUE | 043 | 412 | 46.18
BMWG08024AB | BOMBOLA MWG 8X24 2.5" NO BASE BLU | MWG PRESSURE VESSEL 8X24 2.5" NO BASE BLUE | 043 | 410 | 53.47
BMWG08024BB | BOMBOLA MWG 8X24 2.5" BLU | MWG PRESSURE VESSEL 8X24 2.5" BLUE | 043 | 412 | 57.46
BMWG08030AB | BOMBOLA MWG 8X30 2.5" NO BASE BLU | MWG PRESSURE VESSEL 8X30 2.5" NO BASE BLUE | 043 | 410 | 60.44
BMWG08030BB | BOMBOLA MWG 8X30 2.5" BLU | MWG PRESSURE VESSEL 8X30 2.5" BLUE | 043 | 412 | 61.78
BMWG08035AB | BOMBOLA MWG 8X35 2.5" NO BASE BLU | MWG PRESSURE VESSEL 8X35 2.5" NO BASE BLUE | 043 | 410 | 64.88
BMWG08035BB | BOMBOLA MWG 8X35 2.5" BLU | MWG PRESSURE VESSEL 8X35 2.5" BLUE | 043 | 412 | 68.69
BMWG08044BB | BOMBOLA MWG 8X44 2.5" BLU | MWG PRESSURE VESSEL 8X44 2.5" BLUE | 043 | 412 | 75.01
BMWG09017AB | BOMBOLA MWG 9X17 2.5" NO BASE BLU | MWG PRESSURE VESSEL 9X17 2.5" NO BASE BLUE | 043 | 410 | 44.16
BMWG09017BB | BOMBOLA MWG 9X17 2.5" BLU | MWG PRESSURE VESSEL 9X17 2.5" BLUE | 043 | 412 | 47.25
BMWG09024AB | BOMBOLA MWG 9X24 2.5" NO BASE BLU | MWG PRESSURE VESSEL 9X24 2.5" NO BASE BLUE | 043 | 410 | 54.52
BMWG09024BB | BOMBOLA MWG 9X24 2.5" BLU | MWG PRESSURE VESSEL 9X24 2.5" BLU | 043 | 412 | 58.64
BMWG09030AB | BOMBOLA MWG 9X30 2.5" NO BASE BLU | MWG PRESSURE VESSEL 9X30 2.5" NO BASE BLUE | 043 | 410 | 61.18
BMWG09030BB | BOMBOLA MWG 9X30 2.5" BLU | MWG PRESSURE VESSEL 9X30 2.5" BLUE | 043 | 412 | 65.17
BMWG09035AB | BOMBOLA MWG 9X35 2.5" NO BASE BLU | MWG PRESSURE VESSEL 9X35 2.5" NO BASE BLUE | 043 | 410 | 69.37
BMWG09035BB | BOMBOLA MWG 9X35 2.5" BLU | MWG PRESSURE VESSEL 9X35 2.5" BLUE | 043 | 412 | 73.07
BMWG09042BB | BOMBOLA MWG 9X42 2.5" BLU | MWG PRESSURE VESSEL 9X42 2.5" BLUE | 043 | 412 | 80.54
BMWG09048BB | BOMBOLA MWG 9X48 2.5" BLU | MWG PRESSURE VESSEL 9X48 2.5" BLUE | 043 | 412 | 88.45
BMWG10017AB | BOMBOLA MWG 10X17 2.5" NO BASE BLU | MWG PRESSURE VESSEL 10X17 2.5" NO BASE BLUE | 043 | 410 | 48.87
BMWG10017BB | BOMBOLA MWG 10X17 2.5" BLU | MWG PRESSURE VESSEL 10X17 2.5" BLUE | 043 | 412 | 52.2
BMWG10019AB | BOMBOLA MWG 10X19 2.5" NO BASE BLU | MWG PRESSURE VESSEL 10X19 2.5" NO BASE BLUE | 043 | 410 | 55.16
BMWG10019BB | BOMBOLA MWG 10X19 2.5" BLU | MWG PRESSURE VESSEL 10X19 2.5" BLUE | 043 | 412 | 59.42
BMWG10024AB | BOMBOLA MWG 10X24 2.5" NO BASE BLU | MWG PRESSURE VESSEL 10X24 2.5" NO BASE BLUE | 043 | 410 | 57.4
BMWG10024BB | BOMBOLA MWG 10X24 2.5" BLU | MWG PRESSURE VESSEL 10X24 2.5" BLUE | 043 | 412 | 64.97
BMWG10030AB | BOMBOLA MWG 10X30 2.5" NO BASE BLU | MWG PRESSURE VESSEL 10X30 2.5" NO BASE BLUE | 043 | 410 | 62.82
BMWG10030BB | BOMBOLA MWG 10X30 2.5" BLU | MWG PRESSURE VESSEL 10X30 2.5" BLUE | 043 | 412 | 65.89
BMWG10035AB | BOMBOLA MWG 10X35 2.5" NO BASE BLU | MWG PRESSURE VESSEL 10X35 2.5" NO BASE BLUE | 043 | 410 | 79.53
BMWG10035BB | BOMBOLA MWG 10X35 2.5" BLU | MWG PRESSURE VESSEL 10X35 2.5" BLUE | 043 | 412 | 84.82
BMWG10044BB | BOMBOLA MWG 10X44 2.5" BLU | MWG PRESSURE VESSEL 10X44 2.5" BLUE | 043 | 412 | 90.77
BMWG10047BB | BOMBOLA MWG 10X47 2.5" BLU | MWG PRESSURE VESSEL 10X47 2.5" BLUE | 043 | 412 | 92.88
BMWG10054BB | BOMBOLA MWG 10X54 2.5" BLU | MWG PRESSURE VESSEL 10X54 2.5" BLUE | 043 | 412 | 94.95
BMWG10054GB | BOMBOLA MWG 10X54 4" BLU | MWG PRESSURE VESSEL 10X54 4" BLUE | 043 | 412 | 108.44
BMWG12048BB | BOMBOLA MWG 12X48 2.5" BLU | MWG PRESSURE VESSEL 12X48 2.5" BLUE | 043 | 412 | 112.82
BMWG12052BB | BOMBOLA MWG 12X52 2.5" BLU | MWG PRESSURE VESSEL 12X52 2.5" BLUE | 043 | 412 | 138.73
BMWG13044BB | BOMBOLA MWG 13X44 2.5" BLU | MWG PRESSURE VESSEL 13X44 2.5" BLUE | 043 | 412 | 133.18
BMWG13054BB | BOMBOLA MWG 13X54 2.5" BLU | MWG PRESSURE VESSEL 13X54 2.5" BLUE | 043 | 412 | 142.75
BMWG13054GB | BOMBOLA MWG 13X54 4" BLU | MWG PRESSURE VESSEL 13X54 4" BLUE | 043 | 412 | 159.36
BMWG14052GB | BOMBOLA MWG 14X52 4" BLU COMPRESA RIDUZIONE DA 2.5" | MWG PRESSURE VESSEL 14X52 4" BLUE WITH ADAPTER 2.5" | 044 | 420 | 196.16
BMWG14065GB | BOMBOLA MWG 14X65 4" BLU COMPRESA RIDUZIONE DA 2.5" | MWG PRESSURE VESSEL 14X65 4" BLUE WITH ADAPTER 2.5" | 044 | 420 | 236.46
BMWG14065HB | BOMBOLA MWG 14X65 4" + 4" BLU | MWG PRESSURE VESSEL 14X65 4" + 4" BLUE | 044 | 420 | 264.07
BMWG16052GB | BOMBOLA MWG 16X52 4" BLU COMPRESA RIDUZIONE DA 2.5" | MWG PRESSURE VESSEL 16X52 4" BLUE WITH ADAPTER 2.5" | 044 | 420 | 228.79
BMWG16065GB | BOMBOLA MWG 16X65 4" BLU COMPRESA RIDUZIONE DA 2.5" | MWG PRESSURE VESSEL 16X65 4" BLUE WITH ADAPTER 2.5" | 044 | 420 | 260.15
BMWG16065HB | BOMBOLA MWG 16X65 4" + 4" BLU | MWG PRESSURE VESSEL 16X65 4" + 4" BLUE | 044 | 420 | 297.31
BMWG18053GB | BOMBOLA MWG 18X53 4" BLU | MWG PRESSURE VESSEL 18X53 4" BLUE | 044 | 420 | 405.79
BMWG18065GB | BOMBOLA MWG 18X65 4" BLU | MWG PRESSURE VESSEL 18X65 4" BLUE | 044 | 420 | 457.75
BMWG18065HB | BOMBOLA MWG 18X65 4" + 4" BLU | MWG PRESSURE VESSEL 18X65 4" + 4" BLUE | 044 | 420 | 485.5
BMWG18068LB | BOMBOLA MWG 18X68 6" BLU | MWG PRESSURE VESSEL 18X68 6" BLUE | 044 | 422 | 560.29
BMWG18068MB | BOMBOLA MWG 18X68 6"+ 6" BLU | MWG PRESSURE VESSEL 18X68 6"+ 6" BLUE | 044 | 422 | 713.1
BMWG21036GB | BOMBOLA MWG 21X36 4" BLU | MWG PRESSURE VESSEL 21X36 4" BLUE | 044 | 420 | 504.33
BMWG21053GB | BOMBOLA MWG 21X53 4" BLU | MWG PRESSURE VESSEL 21X53 4" BLUE | 044 | 420 | 560.9
BMWG21062GB | BOMBOLA MWG 21X62 4" BLU | MWG PRESSURE VESSEL 21X62 4" BLUE | 044 | 420 | 581.61
BMWG21062HB | BOMBOLA MWG 21X62 4" + 4" BLU | MWG PRESSURE VESSEL 21X62 4" + 4" BLUE | 044 | 420 | 619.69
BMWG21066LB | BOMBOLA MWG 21X66 6" BLU | MWG PRESSURE VESSEL 21X66 6" BLUE | 044 | 422 | 687.63
BMWG21066MB | BOMBOLA MWG 21X66 6" + 6" BLU | MWG PRESSURE VESSEL 21X66 6" + 6" BLUE | 044 | 422 | 835.35
BMWG24065GB | BOMBOLA MWG 24X65 4" BLU | MWG PRESSURE VESSEL 24X65 4" BLUE | 044 | 420 | 904.38
BMWG24065HB | BOMBOLA MWG 24X65 4" + 4" BLU | MWG PRESSURE VESSEL 24X65 4" + 4" BLUE | 044 | 420 | 1065.92
BMWG24072GB | BOMBOLA MWG 24X72 4" BLU | MWG PRESSURE VESSEL 24X72 4" BLUE | 044 | 420 | 957.5
BMWG24072HB | BOMBOLA MWG 24X72 4" + 4" BLU | MWG PRESSURE VESSEL 24X72 4" + 4" BLUE | 044 | 420 | 1128.09
BMWG24075LB | BOMBOLA MWG 24X75 6" BLU | MWG PRESSURE VESSEL 24X75 6" BLUE | 044 | 422 | 1095.11
BMWG24075MB | BOMBOLA MWG 24X75 6" + 6" BLU | MWG PRESSURE VESSEL 24X75 6" + 6" BLUE | 044 | 422 | 1247.92
BMWG30072GB | BOMBOLA MWG 30X72 4" BLU | MWG PRESSURE VESSEL 30X72 4" BLUE | 044 | 420 | 1369.92
BMWG30072HB | BOMBOLA MWG 30X72 4" + 4" BLU | MWG PRESSURE VESSEL 30X72 4" + 4" BLUE | 044 | 420 | 1449.3
BMWG30072MB | BOMBOLA MWG 30X72 6" + 6" BLU | MWG PRESSURE VESSEL 30X72 6" + 6" BLUE | 044 | 422 | 1695.34
BMWG30078LB | BOMBOLA MWG 30X78 6" BLU | MWG PRESSURE VESSEL 30X78 6" BLUE | 044 | 422 | 1466.95
BMWG36072GB | BOMBOLA MWG 36X72 4" BLU | MWG PRESSURE VESSEL 36X72 4" BLUE | 044 | 420 | 1868.62
BMWG36072HB | BOMBOLA MWG 36X72 4" + 4" BLU | MWG PRESSURE VESSEL 36X72 4" + 4" BLUE | 044 | 420 | 1965.29
BMWG36072MB | BOMBOLA MWG 36X72 6" + 6" BLU | MWG PRESSURE VESSEL 36X72 6" + 6" BLUE | 044 | 422 | 2190.23
BMWG36078LB | BOMBOLA MWG 36X78 6" BLU | MWG PRESSURE VESSEL 36X78 6" BLUE | 044 | 422 | 1991.58
BMWG42063MB | BOMBOLA MWG 42X63 6" + 6" BLU | MWG PRESSURE VESSEL 42X63 6"+6" BLUE | 044 | 422 | 2468.14
BMWG42072MB | BOMBOLA MWG 42X72 6" + 6" BLU | MWG PRESSURE VESSEL 42X72 6" + 6" BLUE | 044 | 422 | 3232.48
BMWG48072MB | BOMBOLA MWG 48X72 6" + 6" BLU | MWG PRESSURE VESSEL 48X72 6" + 6" BLUE | 044 | 422 | 3801.22
BMWG63067MB | BOMBOLA MWG 63X67 6" + 6" BLU | MWG PRESSURE VESSEL 63X67 6" + 6" BLUE | 044 | 422 | 4971.16
BMWG63086MB | BOMBOLA MWG 63X86 6" + 6" BLU | MWG PRESSURE VESSEL 63X86 6" + 6" BLUE | 044 | 422 | 5551.52
BMWGS06 | BASE MWG 6" STANDARD | MWG STANDARD BASE 6" | 043 | 196 | 4.74
BMWGS07 | BASE MWG 7" STANDARD | MWG STANDARD BASE 7" | 043 | 196 | 6.1
BMWGS08 | BASE MWG 8" STANDARD | MWG STANDARD BASE 8" | 043 | 196 | 7.45
BMWGS09 | BASE MWG 9" STANDARD | MWG STANDARD BASE 9" | 043 | 196 | 8.81
BMWGS10 | BASE MWG 10" STANDARD | MWG STANDARD BASE 10" | 043 | 196 | 12.19
BSC3678F7 | BOMBOLA STRUCTURAL 36X78 6" + 6" BLU | STRUCTURAL PRESSURE VESSEL 36X78 6" + 6" BLUE | 044 | 442 | 2439.2
BSC4278F7 | BOMBOLA STRUCTURAL 42X78 6" + 6" BLU | STRUCTURAL PRESSURE VESSEL 42X78 6" + 6" BLUE | 044 | 442 | 3699.35
BSC4882F7 | BOMBOLA STRUCTURAL 48X82 6" + 6" BLU | STRUCTURAL PRESSURE VESSEL 48X82 6" + 6" BLUE | 044 | 442 | 4334.09
BSQ0618A3 | BOMBOLA STRUCTURAL 6X18 2.5" BLU | STRUCTURAL PRESSURE VESSEL 6X18 2.5" BLUE | 043 | 432 | 44.59
BSQ0735A3 | BOMBOLA STRUCTURAL 7X35 2.5" BLU | STRUCTURAL PRESSURE VESSEL 7X35 2.5" BLUE | 043 | 432 | 70.45
BSQ0817A3 | BOMBOLA STRUCTURAL 8X17 2.5" BLU | STRUCTURAL PRESSURE VESSEL 8X17 2.5" BLUE | 043 | 432 | 49.54
BSQ0835A3 | BOMBOLA STRUCTURAL 8X35 2.5" BLU | STRUCTURAL PRESSURE VESSEL 8X35 2.5" BLUE | 043 | 432 | 73.67
BSQ0844P3 | BOMBOLA STRUCTURAL 8X44 2.5" BLU | STRUCTURAL PRESSURE VESSEL 8X44 2.5" BLUE | 043 | 432 | 80.44
BSQ0935A3 | BOMBOLA STRUCTURAL 9X35 2.5" BLU | STRUCTURAL PRESSURE VESSEL 9X35 2.5" BLUE | 043 | 432 | 78.36
BSQ1019A3 | BOMBOLA STRUCTURAL 10X19 2.5" BLU | STRUCTURAL PRESSURE VESSEL 10X19 2.5" BLUE | 043 | 432 | 63.73
BSQ1035A3 | BOMBOLA STRUCTURAL 10X35 2.5" BLU | STRUCTURAL PRESSURE VESSEL 10X35 2.5" BLUE | 043 | 432 | 90.97
BSQ1044P3 | BOMBOLA STRUCTURAL 10X44 2.5" BLU | STRUCTURAL PRESSURE VESSEL 10X44 2.5" BLUE | 043 | 432 | 102.28
BSQ1054P3 | BOMBOLA STRUCTURAL 10X54 2.5" BLU | STRUCTURAL PRESSURE VESSEL 10X54 2.5" BLUE | 043 | 432 | 107.01
BSQ1248P3 | BOMBOLA STRUCTURAL 12X48 2.5" BLU | STRUCTURAL PRESSURE VESSEL 12X48 2.5" BLUE | 043 | 432 | 127.15
BSQ1252P3 | BOMBOLA STRUCTURAL 12X52 2.5" BLU | STRUCTURAL PRESSURE VESSEL 12X52 2.5" BLUE | 043 | 432 | 156.4
BSQ1354A3 | BOMBOLA STRUCTURAL 13X54 2.5" BLU | STRUCTURAL PRESSURE VESSEL 13X54 2.5" BLUE | 043 | 432 | 160.86
BSRT0635P3E | BOMBOLA STRUCTURAL 6X35 2.5" BLU | STRUCTURAL PRESSURE VESSEL 6X35 2.5" BLUE | 043 | 432 | 67.25
BSRT1452A3REN | BOMBOLA STRUCTURAL 14X52 4" BLU | STRUCTURAL PRESSURE VESSEL 14X52 4" BLUE | 044 | 440 | 272.22
BSRT1465A3REN | BOMBOLA STRUCTURAL 14X65 4" BLU | STRUCTURAL PRESSURE VESSEL 14X65 4" BLUE | 044 | 440 | 285.15
BSRT1649A3REN | BOMBOLA STRUCTURAL 16X49 4" BLU | STRUCTURAL PRESSURE VESSEL 16X49 4" BLUE | 044 | 440 | 268.07
BSRT1665A3REN | BOMBOLA STRUCTURAL 16X65 4" BLU | STRUCTURAL PRESSURE VESSEL 16X65 4" BLUE | 044 | 440 | 313.22
BSRT1865A3EN | BOMBOLA STRUCTURAL 18X65 4" BLU | STRUCTURAL PRESSURE VESSEL 18X65 4" BLUE | 044 | 440 | 529.14
BSRT1865F7E | BOMBOLA STRUCTURAL 18X65 4" + 4" BLU | STRUCTURAL PRESSURE VESSEL 18X65 4" + 4" BLUE | 044 | 440 | 561.19
BSRT1868A3E | BOMBOLA STRUCTURAL 18X68 6" BLU | STRUCTURAL PRESSURE VESSEL 18X68 6" BLUE | 044 | 442 | 661.4
BSRT2160A3E | BOMBOLA STRUCTURAL 21X60 4" BLU | STRUCTURAL PRESSURE VESSEL 21X60 4" BLUE | 044 | 440 | 673.52
BSRT2160F7E | BOMBOLA STRUCTURAL 21X60 4" + 4" BLU | STRUCTURAL PRESSURE VESSEL 21X60 4" + 4" BLUE | 044 | 440 | 716.3
BSRT2469F7E | BOMBOLA STRUCTURAL 24X69 4" + 4" BLU | STRUCTURAL PRESSURE VESSEL 24X69 4" + 4" BLUE | 044 | 440 | 1265.9
BSRT3072F7E | BOMBOLA STRUCTURAL 30X72 4" + 4" BLU | STRUCTURAL PRESSURE VESSEL 30X72 4" + 4" BLUE | 044 | 440 | 1727.83
BSRT3672F7E | BOMBOLA STRUCTURAL 36X72 4" + 4" BLU | STRUCTURAL PRESSURE VESSEL 36X72 4" + 4" BLUE | 044 | 440 | 2334.08
BSRT6367F7E | BOMBOLA STRUCTURAL 63X67 6" + 6" BLU | STRUCTURAL PRESSURE VESSEL 63X67 6" + 6" BLUE | 044 | 442 | 5746.86
BSRT6386F7E | BOMBOLA STRUCTURAL 63X86 6" + 6" BLU | STRUCTURAL PRESSURE VESSEL 63X86 6" + 6" BLUE | 044 | 442 | 6850.51
C0000XXCAX | COP. MWG CAB. CRYSTAL AZZURRO | MWG COVER CAB. CRYSTAL LIGHT BLUE | 045 | 215 | 39.33
C0000XXCDX | COP. MWG CAB. CRYSTAL NERO | MWG COVER CAB. CRYSTAL BLACK | 045 | 215 | 39.33
C0000XXCWX | COP. MWG CAB. CRYSTAL BIANCO | MWG COVER CAB. CRYSTAL WHITE | 045 | 215 | 39.33
C0000XXFDX | COP. MWG SALE OTTAGONALE NEW MINI JUNIOR NERO | OCTAGONAL SALT BLACK MWG COVER FOR MINI JUNIOR | 045 | 215 | 10.1
C0000XXGDX | COP. MWG SALE OTTAGONALE JUNIOR NERO | OCTAGONAL SALT BLACK MWG COVER FOR JUNIOR | 045 | 215 | 5.36
C0000XXIQX | COP. MWG CAB. ICEBERG AZZURRO CON INSERTO BIANCO | MWG COVER CAB. ICEBERG LIGHT BLUE/WHITE | 045 | 215 | 39.33
C0000XXJAX | COP. MWG FORATO CAB. JOKER AZZURRO | MWG COVER WITH HOLE CAB. JOKER LIGHT BLUE | 045 | 215 | 20.19
C0000XXJDX | COP. MWG FORATO CAB. JOKER NERO | MWG COVER WITH HOLE FOR CAB. JOKER BLACK | 045 | 215 | 20.19
C0000XXJWX | COP. MWG FORATO CAB. JOKER BIANCO | MWG COVER WITH HOLE FOR CAB. JOKER WHITE | 045 | 215 | 20.19
C0000XXLAX | COP. MWG CAB. LOGIX AZZURRO | MWG COVER CAB. LOGIX LIGHT BLUE | 045 | 215 | 42.61
C0000XXLDX | COP. MWG CAB. LOGIX NERO | MWG COVER CAB. LOGIX BLACK | 045 | 215 | 42.61
C0000XXLWX | COP. MWG CAB. LOGIX BIANCO | MWG COVER CAB. LOGIX WHITE | 045 | 215 | 42.61
C0000XXMAX | COP. MWG MINI CAB AZZURRO | MWG COVER MINI CAB. LIGHT BLUE | 045 | 215 | 24.38
C0000XXMDX | COP. MWG MINI CAB NERO | MWG COVER FOR MINI CAB BLACK | 045 | 215 | 24.38
C0000XXMWX | COP. MWG MINI CAB BIANCO | MWG COVER MINICAB WHITE | 045 | 215 | 24.38
C0000XXOAX | COP. MWG CAB. OCEAN AZZURRO | MWG COVER CAB. OCEAN LIGHT BLUE | 045 | 215 | 52.58
C0000XXODX | COP. MWG CAB. OCEAN NERO | MWG COVER CAB. OCEAN BLACK | 045 | 215 | 52.58
C0000XXOWX | COP. MWG CAB. OCEAN BIANCO | MWG COVER CAB. OCEAN WHITE | 045 | 215 | 52.58
C0000XXSAX | COP. MWG CAB. SLIM AZZURRO | MWG COVER CAB. SLIM LIGHT BLUE | 045 | 215 | 28.87
C0000XXSDX | COP. MWG CAB. SLIM NERO | MWG COVER CAB. SLIM BLACK | 045 | 215 | 28.87
C0000XXSWX | COP. MWG CAB. SLIM BIANCO | MWG COVER CAB. SLIM WHITE | 045 | 215 | 28.87
C0000XXTAX | COP. MWG CAB. TOP AZZURRO | MWG COVER CAB. TOP LIGHT BLUE | 045 | 215 | 45.21
C0000XXTDX | COP. MWG CAB. TOP NERO | MWG COVER CAB. TOP BLACK | 045 | 215 | 45.21
C0000XXTPX | COP. MWG CAB. TOP CLEAR AZZURRO | MWG COVER CAB. TOP CLEAR LIGHT BLUE | 045 | 215 | 48.44
C0000XXTTX | COP. MWG CAB. TOP CLEAR NERO | MWG COVER CAB. TOP CLEAR BLACK | 045 | 215 | 48.44
C0000XXTWX | COP. MWG CAB. TOP BIANCO | MWG COVER CAB. TOP WHITE | 045 | 215 | 45.21
C0000XXTZX | COP. MWG CAB. TOP CLEAR BIANCO | MWG COVER CAB. TOP CLEAR WHITE | 045 | 215 | 48.44
C0013FWFDX | CAB. MWG NEW MINI JUNIOR 13 BIANCO COP NERO * | MWG CAB. NEW MINI JUNIOR 13 WHITE BODY - BLACK COVER* | 045 | 211 | 45.4
C0013GGGDX | CAB. MWG NEW JUNIOR 13 GRIGIO COP. NERO* | MWG CAB. NEW JUNIOR 13 GREY BODY - BLACK COVER* | 045 | 211 | 44.73
C0013GMGDX | CAB. MWG NEW JUNIOR 13 MARRONE COP. NERO* | MWG CAB. NEW JUNIOR 13 BROWN BODY - BLACK COVER* | 045 | 211 | 44.73
C0013GWGDX | CAB. MWG NEW JUNIOR 13 BIANCO COP. NERO* | MWG CAB. NEW JUNIOR 13 WHITE BODY - BLACK COVER* | 045 | 211 | 44.73
C0013MWMDS | CAB. MWG MINI CAB BIANCO COP. NERO* | MWG CAB. MINI CAB WHITE BODY - BLACK COVER* | 045 | 211 | 60.99
C0017EGCDS | CAB. MWG MINI CRYSTAL GRIGIO COP. NERO* | MWG CAB. MINI CRYSTAL GREY BODY - BLACK COVER* | 045 | 211 | 89.49
C0017EGXXS | CAB. MWG MINI GRIGIO SENZA COP.* | MWG CAB. MINI GREY BODY - NO COVER* | 045 | 211 | 60.63
C0017EWCAS | CAB. MWG MINI CRYSTAL BIANCO COP. AZZURRO* | MWG CAB. MINI CRYSTAL WHITE BODY - LIGHT BLUE COVER* | 045 | 211 | 89.49
C0017EWCDS | CAB. MWG MINI CRYSTAL BIANCO COP. NERO* | MWG CAB. MINI CRYSTAL WHITE BODY - BLACK COVER* | 045 | 211 | 89.49
C0017EWCWS | CAB. MWG MINI CRYSTAL BIANCO COP. BIANCO* | MWG CAB. MINI CRYSTAL WHITE BODY - WHITE COVER* | 045 | 211 | 89.49
C0017EWIQS | CAB. MWG MINI ICEBERG BIANCO COP. AZZURRO CON INSERTO BIANCO* | MWG CAB. MINI ICEBERG WHITE BODY - LIGHT BLUE/WHITE COVER* | 045 | 211 | 89.49
C0017EWXXS | CAB. MWG MINI BIANCO SENZA COP.* | MWG CAB. MINI WHITE BODY - NO COVER* | 045 | 211 | 60.63
C0017GGGDX | CAB. MWG NEW JUNIOR 17 GRIGIO COP. NERO* | MWG CAB. NEW JUNIOR 17 GREY BODY - BLACK COVER* | 045 | 211 | 49.08
C0017GWGDX | CAB. MWG NEW JUNIOR 17 BIANCO COP. NERO* | MWG CAB. NEW JUNIOR 17 WHITE BODY - BLACK COVER* | 045 | 211 | 49.08
C0017LWSAS | CAB. MWG LINE BIANCO 17" COP. SLIM AZZURRO* | MWG CAB. SLIM LINE WHITE BODY - LIGHT BLUE COVER* | 045 | 211 | 81.37
C0017LWSDS | CAB. MWG LINE BIANCO 17" COP. SLIM NERO* | MWG CAB. SLIM LINE WHITE BODY - BLACK COVER* | 045 | 211 | 81.37
C0017NGCAS | CAB. MWG NEWMINI CRYSTAL GRIGIO COP. AZZURRO* | MWG CAB. NEWMINI CRYSTAL GREY BODY - LIGHT BLUE COVER* | 045 | 211 | 89.49
C0017NGCDS | CAB. MWG NEWMINI CRYSTAL GRIGIO COP. NERO* | MWG CAB. NEWMINI CRYSTAL GREY BODY - BLACK COVER* | 045 | 211 | 89.49
C0017NGLDS | CAB. MWG NEWMINI LOGIX GRIGIO COP. NERO* | MWG CAB. NEWMINI LOGIX GREY BODY - BLACK COVER* | 045 | 211 | 98.16
C0017NGOAL | CAB. MWG NEWMINI OCEAN GRIGIO COP. AZZURRO LOGIX BAG* | MWG CAB. NEWMINI OCEAN GREY BODY - LIGHT BLUE COVER LOGIX BAG* | 045 | 211 | 98.16
C0017NGOAS | CAB. MWG NEWMINI OCEAN GRIGIO COP. AZZURRO* | MWG CAB. NEWMINI OCEAN GREY BODY - LIGHT BLUE COVER* | 045 | 211 | 98.16
C0017NGODS | CAB. MWG NEWMINI OCEAN GRIGIO COP. NERO* | MWG CAB. NEWMINI OCEAN GREY BODY - BLACK COVER* | 045 | 211 | 98.16
C0017NGXXS | CAB. MWG NEWMINI GRIGIO SENZA COP.* | MWG CAB. NEWMINI GREY BODY - NO COVER* | 045 | 211 | 60.63
C0017NWCAL | CAB. MWG NEWMINI CRYSTAL BIANCO COP. AZZURRO LOGIX BAG* | MWG CAB. NEWMINI CRYSTAL WHITE BODY - LIGHT BLUE COVER LOGIX BAG* | 045 | 211 | 89.49
C0017NWCAS | CAB. MWG NEWMINI CRYSTAL BIANCO COP. AZZURRO* | MWG CAB. NEWMINI CRYSTAL WHITE BODY - LIGHT BLUE COVER* | 045 | 211 | 89.49
C0017NWCDL | CAB. MWG NEWMINI CRYSTAL BIANCO COP. NERO LOGIX BAG* | MWG CAB. NEWMINI CRYSTAL WHITE BODY - BLACK COVER LOGIX BAG* | 045 | 211 | 89.49
C0017NWCDS | CAB. MWG NEWMINI CRYSTAL BIANCO COP. NERO* | MWG CAB. NEWMINI CRYSTAL WHITE BODY - BLACK COVER* | 045 | 211 | 89.49
C0017NWCWS | CAB. MWG NEWMINI CRYSTAL BIANCO COP. BIANCO* | MWG CAB. NEWMINI CRYSTAL WHITE BODY - WHITE COVER* | 045 | 211 | 89.49
C0017NWIQS | CAB. MWG NEWMINI ICEBERG BIANCO COP.AZZURRO CON INSERTO BIANCO* | MWG CAB. NEWMINI ICEBERG WHITE BODY - LIGHT BLUE/WHITE COVER* | 045 | 211 | 89.49
C0017NWLAS | CAB. MWG NEWMINI LOGIX BIANCO COP. AZZURRO* | MWG CAB. NEWMINI LOGIX WHITE BODY - LIGHT BLUE COVER* | 045 | 211 | 98.16
C0017NWLDS | CAB. MWG NEWMINI LOGIX BIANCO COP. NERO* | MWG CAB. NEWMINI LOGIX WHITE BODY - BLACK COVER* | 045 | 211 | 98.16
C0017NWLWS | CAB. MWG NEWMINI LOGIX BIANCO COP. BIANCO* | MWG CAB. NEWMINI LOGIX WHITE BODY - WHITE COVER* | 045 | 211 | 98.16
C0017NWOAL | CAB. MWG NEWMINI OCEAN BIANCO COP. AZZURRO LOGIX BAG* | MWG CAB. NEWMINI OCEAN WHITE BODY - LIGHT BLUE COVERLOGIX BAG* | 045 | 211 | 99.93
C0017NWOAS | CAB. MWG NEWMINI OCEAN BIANCO COP. AZZURRO* | MWG CAB. NEWMINI OCEAN WHITE BODY - LIGHT BLUE COVER* | 045 | 211 | 98.16
C0017NWODS | CAB. MWG NEWMINI OCEAN BIANCO COP. NERO* | MWG CAB. NEWMINI OCEAN WHITE BODY - BLACK COVER* | 045 | 211 | 98.16
C0017NWOWS | CAB. MWG NEWMINI OCEAN BIANCO COP. BIANCO* | MWG CAB. NEWMINI OCEAN WHITE BODY - WHITE COVER* | 045 | 211 | 98.16
C0017NWPAS | CAB. MWG NEWMINI OCEAN BIANCO COP. AZZURRO COP. SALE INTERO* | MWG CAB. NEWMINI OCEAN WHITE BODY - LIGHT BLUE COVER FULL SALT COVER* | 045 | 211 | 98.16
C0017NWXXL | CAB. MWG NEWMINI BIANCO SENZA COP. LOGIX BAG* | MWG CAB. NEWMINI WHITE BODY - NO COVER LOGIX BAG* | 045 | 211 | 60.63
C0017NWXXS | CAB. MWG NEWMINI BIANCO SENZA COP.* | MWG CAB. NEWMINI WHITE BODY - NO COVER* | 045 | 211 | 60.63
C0017SWSAS | CAB. MWG SURF BIANCO 17" COP. SLIM AZZURRO* | MWG CAB. SLIM SURF 17 WHITE BODY - LIGHT BLUE COVER* | 045 | 211 | 79.37
C0017SWSDS | CAB. MWG SURF BIANCO 17" COP. SLIM NERO * | MWG CAB. SLIM SURF 17 WHITE BODY - BLACK COVER* | 045 | 211 | 79.37
C0017SWTAS | CAB. MWG SURF BIANCO 17" COP. TOP AZZURRO* | MWG CAB. TOP SURF 17 WHITE BODY - LIGHT BLUE COVER* | 045 | 211 | 98.15
C0024GWGDX | CAB. MWG NEW JUNIOR 24 BIANCO COP. NERO* | MWG CAB. NEW JUNIOR 24 WHITE BODY - BLACK COVER* | 045 | 211 | 60.63
C0024LWSAS | CAB. MWG LINE BIANCO 24" COP. SLIM AZZURRO* | MWG CAB. SLIM LINE 24 WHITE BODY - LIGHT BLUE COVER* | 045 | 211 | 101.05
C0024LWSWS | CAB. MWG LINE BIANCO 24" COP. SLIM BIANCO* | MWG CAB. SLIM LINE 24 WHITE BODY - WHITE COVER* | 045 | 211 | 101.05
C0024SWSAS | CAB. MWG SURF BIANCO 24" COP. SLIM AZZURRO* | MWG CAB. SLIM SURF 24 WHITE BODY - LIGHT BLUE COVER* | 045 | 211 | 101.05
C0024SWSDS | CAB. MWG SURF BIANCO 24" COP. SLIM NERO* | MWG CAB. SLIM SURF 24 WHITE BODY - BLACK COVER* | 045 | 211 | 103.04
C0024SWTAS | CAB. MWG SURF BIANCO24" COP. TOP AZZURRO* | MWG CAB. TOP SURF 24 WHITE BODY - LIGHT BLUE COVER* | 045 | 211 | 119.8
C0030NGCAS | CAB. MWG NEWMIDI CRYSTAL GRIGIO COP. AZZURRO* | MWG CAB. NEWMIDI CRYSTAL GREY BODY - LIGHT BLUE COVER* | 045 | 211 | 115.47
C0030NGCDS | CAB. MWG NEWMIDI CRYSTAL GRIGIO COP. NERO* | MWG CAB. NEWMIDI CRYSTAL GREY BODY - BLACK COVER* | 045 | 211 | 115.47
C0030NGLDS | CAB. MWG NEWMIDI LOGIX GRIGIO COP. NERO* | MWG CAB. NEWMIDI LOGIX GREY BODY - BLACK COVER* | 045 | 211 | 124.13
C0030NGOAS | CAB. MWG NEWMIDI OCEAN GRIGIO COP. AZZURRO* | MWG CAB. NEWMIDI OCEAN GREY BODY - LIGHT BLUE COVER* | 045 | 211 | 124.13
C0030NGODS | CAB. MWG NEWMIDI OCEAN GRIGIO COP. NERO* | MWG CAB. NEWMIDI OCEAN GREY BODY - BLACK COVER* | 045 | 211 | 124.13
C0030NGXXS | CAB. MWG NEWMIDI GRIGIO SENZA COP.* | MWG CAB. NEWMIDI GREY BODY - NO COVER* | 045 | 211 | 86.61
C0030NWCAL | CAB. MWG NEWMIDI CRYSTAL BIANCO COP. AZZURRO LOGIX BAG* | MWG CAB. NEWMIDI CRYSTAL WHITE BODY - LIGHT BLUE COVER LOGIX BAG* | 045 | 211 | 115.47
C0030NWCAS | CAB. MWG NEWMIDI CRYSTAL BIANCO COP. AZZURRO* | MWG CAB. NEWMIDI CRYSTAL WHITE BODY - LIGHT BLUE COVER* | 045 | 211 | 115.47
C0030NWCDS | CAB. MWG NEWMIDI CRYSTAL BIANCO COP. NERO* | MWG CAB. NEWMIDI CRYSTAL WHITE BODY - BLACK COVER* | 045 | 211 | 115.47
C0030NWCWS | CAB. MWG NEWMIDI CRYSTAL BIANCO COP. BIANCO* | MWG CAB. NEWMIDI CRYSTAL WHITE BODY - WHITE COVER* | 045 | 211 | 115.47
C0030NWLAS | CAB. MWG NEWMIDI LOGIX BIANCO COP. AZZURRO* | MWG CAB. NEWMIDI LOGIX WHITE BODY - LIGHT BLUE COVER* | 045 | 211 | 124.13
C0030NWLDS | CAB. MWG NEWMIDI LOGIX BIANCO COP. NERO* | MWG CAB. NEWMIDI LOGIX WHITE BODY - BLACK COVER* | 045 | 211 | 124.13
C0030NWLWS | CAB. MWG NEWMIDI LOGIX BIANCO COP. BIANCO* | MWG CAB. NEWMIDI LOGIX WHITE BODY - WHITE COVER* | 045 | 211 | 124.13
C0030NWOAL | CAB. MWG NEWMIDI OCEAN BIANCO COP. AZZURRO LOGIX BAG* | MWG CAB. NEWMIDI OCEAN WHITE BODY - LIGHT BLUE COVER LOGIX BAG.* | 045 | 211 | 124.86
C0030NWOAS | CAB. MWG NEWMIDI OCEAN BIANCO COP. AZZURRO* | MWG CAB. NEWMIDI OCEAN WHITE BODY - LIGHT BLUE COVER* | 045 | 211 | 124.13
C0030NWODS | CAB. MWG NEWMIDI OCEAN BIANCO COP. NERO* | MWG CAB. NEWMIDI OCEAN WHITE BODY - BLACK COVER* | 045 | 211 | 124.13
C0030NWOWS | CAB. MWG NEWMIDI OCEAN BIANCO COP. BIANCO* | MWG CAB. NEWMIDI OCEAN WHITE BODY - WHITE COVER* | 045 | 211 | 124.13
C0030NWPAS | CAB. MWG NEWMIDI OCEAN BIANCO COP. AZZURRO COP. SALE INTERO* | MWG CAB. NEWMIDI OCEAN WHITE BODY - LIGHT BLUE COVER FULL SALT COVER* | 045 | 211 | 124.13
C0030NWXXS | CAB. MWG NEWMIDI BIANCO SENZA COP.* | MWG CAB. NEWMIDI WHITE BODY - NO COVER* | 045 | 211 | 86.61
C0035AWJAX | CAB. MWG JOKER BIANCO COP. AZZURRO* | MWG CAB. JOKER WHITE BODY - LIGHT BLUE COVER* | 045 | 211 | 53.41
C0035AWJDX | CAB. MWG JOKER BIANCO COP. NERO* | MWG CAB. JOKER WHITE BODY - BLACK COVER* | 045 | 211 | 53.41
C0035AWJWX | CAB. MWG JOKER BIANCO COP. BIANCO* | MWG CAB. JOKER WHITE BODY - WHITE COVER* | 045 | 211 | 53.41
C0035EGCAS | CAB. MWG MAXI CRYSTAL GRIGIO COP. AZZURRO* | MWG CAB. MAXI CRYSTAL GREY BODY - LIGHT BLUE COVER* | 045 | 211 | 125.58
C0035EGCDS | CAB. MWG MAXI CRYSTAL GRIGIO COP. NERO* | MWG CAB. MAXI CRYSTAL GREY BODY - BLACK COVER* | 045 | 211 | 125.58
C0035EGXXS | CAB. MWG MAXI GRIGIO SENZA COP.* | MWG CAB. MAXI GREY BODY - NO COVER* | 045 | 211 | 96.72
C0035EWCAS | CAB. MWG MAXI CRYSTAL BIANCO COP. AZZURRO* | MWG CAB. MAXI CRYSTAL WHITE BODY - LIGHT BLUE COVER* | 045 | 211 | 125.58
C0035EWCDL | CAB. MWG MAXI CRYSTAL BIANCO COP. NERO LOGIX BAG* | MWG CAB. MAXI CRYSTAL WHITE BODY - BLACK COVER LOGIX BAG* | 045 | 211 | 125.58
C0035EWCDS | CAB. MWG MAXI CRYSTAL BIANCO COP. NERO* | MWG CAB. MAXI CRYSTAL WHITE BODY - BLACK COVER* | 045 | 211 | 125.58
C0035EWCWL | CAB. MWG MAXI CRYSTAL BIANCO COP. BIANCO LOGIX BAG* | MWG CAB. MAXI CRYSTAL WHITE BODY - WHITE COVER LOGIX BAG* | 045 | 211 | 125.58
C0035EWCWS | CAB. MWG MAXI CRYSTAL BIANCO COP. BIANCO* | MWG CAB. MAXI CRYSTAL WHITE BODY - WHITE COVER* | 045 | 211 | 125.58
C0035EWIQS | CAB. MWG MAXI ICEBERG BIANCO COP. AZZURRO CON INSERTO BIANCO* | MWG CAB. MAXI ICEBERG WHITE BODY - LIGHT BLUE/WHITE COVER* | 045 | 211 | 125.58
C0035EWXXS | CAB. MWG MAXI BIANCO SENZA COP.* | MWG CAB. MAXI WHITE BODY - NO COVER* | 045 | 211 | 96.72
C0035LWSAS | CAB. MWGLINE BIANCO 35" COP. SLIM AZZURRO* | MWG CAB. SLIM LINE WHITE 35 BODY - LIGHT BLUE COVER* | 045 | 211 | 117.54
C0035LWSDS | CAB. MWG LINE BIANCO 35 COP. SLIM NERO* | MWG CAB. SLIM LINE WHITE 35 BODY - BLACK COVER* | 045 | 211 | 117.54
C0035NGCAS | CAB. MWG NEWMAXI CRYSTAL GRIGIO COP. AZZURRO* | MWG CAB. NEWMAXI CRYSTAL GREY BODY - LIGHT BLUE COVER* | 045 | 211 | 125.58
C0035NGCDS | CAB. MWG NEWMAXI CRYSTAL GRIGIO COP. NERO* | MWG CAB. NEWMAXI CRYSTAL GREY BODY - BLACK COVER* | 045 | 211 | 125.58
C0035NGLDS | CAB. MWG NEWMAXI LOGIX GRIGIO COP. NERO* | MWG CAB. NEWMAXI LOGIX GREY BODY - BLACK COVER* | 045 | 211 | 134.24
C0035NGOAL | CAB. MWG NEWMAXI OCEAN GRIGIO COP. AZZURRO LOGIX BAG* | MWG CAB. NEWMAXI OCEAN GREY BODY - LIGHT BLUE COVER LOGIX BAG* | 045 | 211 | 135.2
C0035NGOAS | CAB. MWG NEWMAXI OCEAN GRIGIO COP. AZZURRO* | MWG CAB. NEWMAXI OCEAN GREY BODY - LIGHT BLUE COVER* | 045 | 211 | 134.24
C0035NGODS | CAB. MWG NEWMAXI OCEAN GRIGIO COP. NERO* | MWG CAB. NEWMAXI OCEAN GREY BODY - BLACK COVER* | 045 | 211 | 134.24
C0035NGXXS | CAB. MWG NEWMAXI GRIGIO SENZA COP.* | MWG CAB. NEWMAXI GREY BODY - NO COVER* | 045 | 211 | 96.72
C0035NWCAL | CAB. MWG NEWMAXI CRYSTAL BIANCO COP. AZZURRO LOGIX BAG* | MWG CAB. NEWMAXI CRYSTAL WHITE BODY - LIGHT BLUE COVER LOGIX BAG* | 045 | 211 | 125.58
C0035NWCAS | CAB. MWG NEWMAXI CRYSTAL BIANCO COP. AZZURRO* | MWG CAB. NEWMAXI CRYSTAL WHITE BODY - LIGHT BLUE COVER* | 045 | 211 | 125.58
C0035NWCDL | CAB. MWG NEWMAXI CRYSTAL BIANCO COP. NERO LOGIX BAG* | MWG CAB. NEWMAXI CRYSTAL WHITE BODY - BLACK COVER LOGIX BAG* | 045 | 211 | 125.58
C0035NWCDS | CAB. MWG NEWMAXI CRYSTAL BIANCO COP. NERO* | MWG CAB. NEWMAXI CRYSTAL WHITE BODY - BLACK COVER* | 045 | 211 | 125.58
C0035NWCWS | CAB. MWG NEWMAXI CRYSTAL BIANCO COP. BIANCO* | MWG CAB. NEWMAXI CRYSTAL WHITE BODY - WHITE COVER* | 045 | 211 | 125.58
C0035NWIQS | CAB. MWG NEWMAXI ICEBERG BIANCO COP. AZZURRO CONINSERTO BIANCO* | MWG CAB. NEWMAXI ICEBERG WHITE BODY - LIGHT BLUE/WHITECOVER* | 045 | 211 | 125.56
C0035NWLAL | CAB. MWG NEWMAXI LOGIX BIANCO/AZZ. LOGIX BAG* | MWG CAB. NEWMAXI LOGIX WHITE BODY - LIGHT BLUE COVER LOGIX BAG* | 045 | 211 | 134.24
C0035NWLAS | CAB. MWG NEWMAXI LOGIX BIANCO COP. AZZURRO* | MWG CAB. NEWMAXI LOGIX WHITE BODY - LIGHT BLUE COVER* | 045 | 211 | 134.24
C0035NWLDS | CAB. MWG NEWMAXI LOGIX BIANCO COP. NERO* | MWG CAB. NEWMAXI LOGIX WHITE BODY - BLACK COVER* | 045 | 211 | 134.24
C0035NWLWS | CAB. MWG NEWMAXI LOGIX BIANCO COP. BIANCO* | MWG CAB. NEWMAXI LOGIX WHITE BODY - WHITE COVER* | 045 | 211 | 134.24
C0035NWOAL | CAB. MWG NEWMAXI OCEAN BIANCO COP. AZZURRO LOGIX BAG* | MWG CAB. NEWMAXI OCEAN WHITE BODY - LIGHT BLUE COVER LOGIX BAG* | 045 | 211 | 135.2
C0035NWOAS | CAB. MWG NEWMAXI OCEAN BIANCO COP. AZZURRO* | MWG CAB. NEWMAXI OCEAN WHITE BODY - LIGHT BLUE COVER* | 045 | 211 | 134.24
C0035NWODS | CAB. MWG NEWMAXI OCEAN BIANCO COP. NERO* | MWG CAB. NEWMAXI OCEAN WHITE BODY - BLACK COVER* | 045 | 211 | 134.24
C0035NWOWS | CAB. MWG NEWMAXI OCEAN BIANCO COP. BIANCO* | MWG CAB. NEWMAXI OCEAN WHITE BODY - WHITE COVER* | 045 | 211 | 134.24
C0035NWPAS | CAB. MWG NEWMAXI OCEAN BIANCO COP. AZZURRO COP. SALE INTERO* | MWG CAB. NEWMAXI OCEAN WHITE BODY - LIGHT BLUE COVER FULL SALT COVER* | 045 | 211 | 134.24
C0035NWXXL | CAB. MWG NEWMAXI BIANCO SENZA COP. LOGIX BAG* | MWG CAB. NEWMAXI WHITE BODY - NO COVER LOGIX BAG* | 045 | 211 | 96.72
C0035NWXXS | CAB. MWG NEWMAXI BIANCO SENZA COP.* | MWG CAB. NEWMAXI WHITE BODY - NO COVER* | 045 | 211 | 96.72
C0035SWSAS | CAB. MWG SURF BIANCO 35" COP. SLIM AZZURRO* | MWG CAB. SLIM SURF 35 WHITE BODY - LIGHT BLUE COVER* | 045 | 211 | 115.47
C0035SWSDS | CAB. MWG SURF BIANCO 35" COP. SLIM NERO * | MWG CAB. SLIM SURF 35 WHITE BODY - BLACK COVER* | 045 | 211 | 115.47
C0035SWTAS | CAB. MWG SURF BIANCO 35" COP. TOP AZZURRO* | MWG CAB. TOP SURF 35 WHITE BODY - LIGHT BLUE COVER* | 045 | 211 | 134.24
C0513FWFDX | CAB. MWG NEW MINI JUNIOR 13 BIANCO COP NERO 5x13* | MWG CAB. NEW MINI JUNIOR 13 WHITE BODY - BLACK COVER 5X13* | 045 | 210 | 68.09
C0513GWGDX | CAB. MWG NEW JUNIOR 13 BIANCO COP. NERO 5x13* | MWG CAB. NEW JUNIOR 13 WHITE BODY - BLACK COVER 5X13* | 045 | 210 | 73.86
C0513MWMAS | CAB. MWG MINI CAB BIANCO COP. AZZURRO 5X13* | MWG CAB. MINI CAB WHITE BODY - LIGHT BLUE COVER 5X13* | 045 | 210 | 90.89
C0513MWMDS | CAB. MWG MINI CAB BIANCO COP. NERO 5X13* | MWG CAB. MINI CAB WHITE BODY - BLACK COVER 5X13* | 045 | 210 | 90.89
C0513MWMWS | CAB. MWG MINI CAB BIANCO COP. BIANCO 5X13* | MWG CAB. MINI CAB WHITE BODY - WHITE COVER 5X13* | 045 | 210 | 90.89
C0613FBFDX | CAB. MWG NEW MINI JUNIOR 13 BLU COP. NERO 6X13* | MWG CAB. NEW MINI JUNIOR 13 BLUE BODY - BLACK COVER 6X13* | 045 | 210 | 75.08
C0613FWFDX | CAB. MWG NEW MINI JUNIOR 13 BIANCO COP NERO 6x13* | MWG CAB. NEW MINI JUNIOR 13 WHITE BODY - BLACK COVER 6X13* | 045 | 210 | 75.08
C0613GGGDX | CAB. MWG NEW JUNIOR 13 GRIGIO COP. NERO 6X13* | MWG CAB. NEW JUNIOR 13 GREY BODY - BLACK COVER 6X13* | 045 | 210 | 78.24
C0613GWGDX | CAB. MWG NEW JUNIOR 13 BIANCO COP. NERO 6X13* | MWG CAB. NEW JUNIOR 13 WHITE BODY - BLACK COVER 6X13* | 045 | 210 | 78.24
C0613MBMAS | CAB. MWG MINI CAB BLU COP.AZZURRO 6X13* | MWG CAB. MINI MWG CAB. BLUE BODY - LIGHT BLUE COVER 6X13* | 045 | 210 | 95.26
C0613MWMAS | CAB. MWG MINI CAB BIANCO COP. AZZURRO 6X13* | MWG CAB. MINI MWG CAB. WHITE BODY - LIGHT BLUE COVER 6X13* | 045 | 210 | 95.26
C0613MWMDS | CAB. MWG MINI CAB BIANCO COP. NERO 6X13* | MWG CAB. MINI MWG CAB. WHITE BODY - BLACK COVER 6X13* | 045 | 210 | 95.26
C0613MWMWS | CAB. MWG MINI CAB BIANCO COP. BIANCO 6X13* | MWG CAB. MINI MWG CAB. WHITE BODY - WHITE COVER 6X13* | 045 | 210 | 95.26
C0713FWFDX | CAB. MWG NEW MINI JUNIOR 13 BIANCO COP. NERO 7x13* | MWG CAB. NEW MINI JUNIOR 13 WHITE BODY - BLACK COVER 7X13* | 045 | 210 | 77.52
C0713GGGDX | CAB. MWG NEW JUNIOR 13 GRIGIO COP. NERO 7X13* | MWG CAB. NEW JUNIOR 13 GREY BODY - BLACK COVER 7X13* | 045 | 210 | 80.7
C0713GWGDX | CAB. MWG NEW JUNIOR 13 BIANCO COP. NERO 7X13* | MWG CAB. NEW JUNIOR 13 WHITE BODY - BLACK COVER 7X13* | 045 | 210 | 80.7
C0713MBMAS | CAB. MWG MINI CAB BLU COP. AZZURRO 7X13* | MWG CAB. MINI MWG CAB. BLUE BODY - LIGHT BLUE COVER 7X13* | 045 | 210 | 98.15
C0713MMMDS | CAB. MWG MINI CAB MARRONE COP. NERO 7X13* | MWG CAB. MINI MWG CAB. BROWN BODY - BLACK COVER 7X13* | 045 | 210 | 98.15
C0713MSMDS | CAB. MWG MINI CAB BLU SCURO COP. NERO 7X13* | MWG CAB. MINI MWG CAB. DARK BLUE BODY - BLACK COVER 7X13* | 045 | 210 | 98.15
C0713MWMAS | CAB. MWG MINI CAB BIANCO COP. AZZURRO 7X13* | MWG CAB. MINI MWG CAB. WHITE BODY - LIGHT BLUE COVER 7X13* | 045 | 210 | 98.15
C0713MWMDS | CAB. MWG MINI CAB BIANCO COP. NERO 7X13* | MWG CAB. MINI CAB WHITE BODY - BLACK COVER 7X13* | 045 | 210 | 98.15
C0713MWMWS | CAB. MWG MINI CAB BIANCO COP. BIANCO 7X13* | MWG CAB. MINI MWG CAB. WHITE BODY - WHITE COVER 7X13* | 045 | 210 | 98.15
C0717EGCDS | CAB. MWG MINI CRYSTAL GRIGIO COP. NERO 7X17* | MWG CAB. MINI CRYSTAL GREY BODY - BLACK COVER 7X17* | 045 | 210 | 128.74
C0717EWCAS | CAB. MWG MINI CRYSTAL BIANCO COP. AZZURRO 7X17* | MWG CAB. MINI CRYSTAL WHITE BODY - LIGHT BLUE COVER 7X17* | 045 | 210 | 128.74
C0717EWCDS | CAB. MWG MINI CRYSTAL BIANCO COP. NERO 7X17* | MWG CAB. MINI CRYSTAL WHITE BODY - BLACK COVER 7X17* | 045 | 210 | 128.74
C0717EWCWS | CAB. MWG MINI CRYSTAL BIANCO COP. BIANCO 7X17* | MWG CAB. MINI CRYSTAL WHITE BODY - WHITE COVER 7X17* | 045 | 210 | 128.74
C0717EWIQS | CAB. MWG MINI ICEBERG BIANCO COP. AZZURRO CON INSERTO BIANCO 7X17* | MWG CAB. MINI ICEBERG WHITE BODY - LIGHT BLUE/WHITE BODY COVER 7X17* | 045 | 210 | 128.74
C0717EWXXS | CAB. MWG MINI BIANCO SENZA COP. 7X17* | MWG CAB. MINI WHITE BODY - NO COVER 7X17* | 045 | 210 | 99.86
C0717GGGDX | CAB. MWG NEW JUNIOR 17 GRIGIO COP. NERO 7X17* | MWG CAB. NEW JUNIOR 17 GREY BODY - BLACK COVER 7X17* | 045 | 210 | 88.33
C0717GWGDX | CAB. MWG NEW JUNIOR 17 BIANCO COP. NERO 7X17* | MWG CAB. NEW JUNIOR 17 WHITE BODY - BLACK COVER 7X17* | 045 | 210 | 88.33
C0717LWSAS | CAB. MWG LINE BIANCO COP. SLIM AZZURRO 7x17* | MWG CAB. SLIM LINE WHITE BODY - LIGHT BLUE COVER 7X17* | 045 | 210 | 118.63
C0717LWSDS | CAB. MWG LINE BIANCO COP. SLIM NERO 7X17* | MWG CAB. SLIM LINE WHITE BODY - BLACK COVER 7X17* | 045 | 210 | 118.63
C0717LWSWS | CAB. MWG LINE BIANCO COP. SLIM BIANCO 7X17* | MWG CAB. SLIM LINE WHITE BODY - WHITE COVER 7X17* | 045 | 210 | 118.63
C0717LWTAL | CAB. MWG LINE BIANCO COP. TOP AZZURRO 7x17 LOGIX BAG* | MWG CAB. TOP LINE WHITE BODY - LIGHT BLUE COVER 7X17 LOGIX BAG* | 045 | 210 | 137.39
C0717LWTAS | CAB. MWG LINE BIANCO COP. TOP AZZURRO 7x17* | MWG CAB. TOP LINE WHITE BODY - LIGHT BLUE COVER 7X17* | 045 | 210 | 137.39
C0717LWTDL | CAB. MWG LINE BIANCO COP. TOP NERO 7x17 LOGIX BAG* | MWG CAB. TOP LINE WHITE BODY - BLACK COVER 7X17 LOGIX BAG* | 045 | 210 | 137.39
C0717LWTDS | CAB. MWG LINE BIANCO COP. TOP NERO 7X17* | MWG CAB. TOP LINE WHITE BODY - BLACK COVER 7X17* | 045 | 210 | 137.39
C0717LWTPS | CAB. MWG LINE BIANCO COP. TOP CLEAR AZZURRO 07x17* | MWG CAB. TOP LINE CLEAR WHITE BODY - LIGHT BLUE COVER 7X17* | 045 | 210 | 137.39
C0717LWTTS | CAB. MWG LINE BIANCO COP. TOP CLEAR NERO 07x17* | MWG CAB. TOP LINE CLEAR WHITE BODY - BLACK COVER 7X17* | 045 | 210 | 137.39
C0717LWTWL | CAB. MWG LINE BIANCO COP. TOP BIANCO 7x17 LOGIX BAG* | MWG CAB. TOP LINE WHITE BODY - WHITE COVER 7X17 LOGIX BAG* | 045 | 210 | 137.39
C0717LWTWS | CAB. MWG LINE BIANCO COP. TOP BIANCO 7X17* | MWG CAB. TOP LINE WHITE BODY - WHITE COVER 7X17* | 045 | 210 | 137.39
C0717LWTZS | CAB. MWG LINE BIANCO COP. TOP CLEAR BIANCO 07x17* | MWG CAB. TOP LINE CLEAR WHITE BODY - WHITE COVER 7X17* | 045 | 210 | 137.39
C0717NGCAS | CAB. MWG NEWMINI CRYSTAL GRIGIO COP. AZZURRO 7x17* | MWG CAB. NEWMINI CRYSTAL GREY BODY - LIGHT BLUE COVER 7X17* | 045 | 210 | 128.74
C0717NGCDS | CAB. MWG NEWMINI CRYSTAL GRIGIO COP. NERO 7X17* | MWG CAB. NEWMINI CRYSTAL GREY BODY - BLACK COVER 7X17* | 045 | 210 | 128.74
C0717NGLDS | CAB. MWG NEWMINI LOGIX GRIGIO COP. NERO 7X17* | MWG CAB. NEWMINI LOGIX GREY BODY - BLACK COVER 7X17* | 045 | 210 | 137.39
C0717NGODS | CAB. MWG NEWMINI OCEAN GRIGIO COP. NERO 7X17* | MWG CAB. NEWMINI OCEAN GREY BODY - BLACK COVER 7X17* | 045 | 210 | 137.39
C0717NGXXS | CAB. MWG NEWMINI GRIGIO SENZA COP. 7X17* | MWG CAB. NEWMINI GREY BODY - NO COVER 7X17* | 045 | 210 | 99.86
C0717NWCAL | CAB. MWG NEWMINI CRYSTAL BIANCO COP. AZZURRO 7x17 LOGIX BAG* | MWG CAB. NEWMINI CRYSTAL WHITE BODY - LIGHT BLUE COVER 7X17 LOGIX BAG* | 045 | 210 | 128.74
C0717NWCAS | CAB. MWG NEWMINI CRYSTAL BIANCO COP. AZZURRO 7x17* | MWG CAB. NEWMINI CRYSTAL WHITE BODY - LIGHT BLUE COVER 7X17* | 045 | 210 | 128.74
C0717NWCDS | CAB. MWG NEWMINI CRYSTAL BIANCO COP. NERO 7X17* | MWG CAB. NEWMINI CRYSTAL WHITE BODY - BLACK COVER 7X17* | 045 | 210 | 128.74
C0717NWCWS | CAB. MWG NEWMINI CRYSTAL BIANCO COP. BIANCO 7X17* | MWG CAB. NEWMINI CRYSTAL WHITE BODY - WHITE COVER 7X17* | 045 | 210 | 128.74
C0717NWIQS | CAB. MWG NEWMINI ICEBERG BIANCO COP. AZZURRO CON INSERTO BIANCO 7x17* | MWG CAB. NEWMINI ICEBERG WHITE BODY - LIGHT BLUE/WHITE COVER 7X17* | 045 | 210 | 128.74
C0717NWIWS | CAB. MWG NEWMINI ICEBERG BIANCO COP. BIANCO 7X17* | MWG CAB. NEWMINI ICEBERG WHITE BODY - WHITE COVER 7X17* | 045 | 210 | 128.74
C0717NWLAL | CAB. MWG NEWMINI LOGIX BIANCO COP. AZZURRO 7X17 LOGIX BAG* | MWG CAB. NEWMINI LOGIX WHITE BODY - LIGHT BLUE COVER 7X17 LOGIX BAG* | 045 | 210 | 137.39
C0717NWLAS | CAB. MWG NEWMINI LOGIX BIANCO COP. AZZURRO 7X17* | MWG CAB. NEWMINI LOGIX WHITE BODY - LIGHT BLUE COVER 7X17* | 045 | 210 | 137.39
C0717NWLDS | CAB. MWG NEWMINI LOGIX BIANCO COP. NERO 7X17* | MWG CAB. NEWMINI LOGIX WHITE BODY - BLACK COVER 7X17* | 045 | 210 | 137.39
C0717NWLWS | CAB. MWG NEWMINI LOGIX BIANCO COP. BIANCO 7X17* | MWG CAB. NEWMINI LOGIX WHITE BODY - WHITE COVER 7X17* | 045 | 210 | 137.39
C0717NWOAS | CAB. MWG NEWMINI OCEAN BIANCO COP. AZZURRO 7X17* | MWG CAB. NEWMINI OCEAN WHITE BODY - LIGHT BLUE COVER 7X17* | 045 | 210 | 137.39
C0717NWODS | CAB. MWG NEWMINI OCEAN BIANCO COP. NERO 7X17* | MWG CAB. NEWMINI OCEAN WHITE BODY - BLACK COVER 7X17* | 045 | 210 | 137.39
C0717NWOWS | CAB. MWG NEWMINI OCEAN BIANCO COP. BIANCO 7X17* | MWG CAB. NEWMINI OCEAN WHITE BODY - WHITE COVER 7X17* | 045 | 210 | 137.39
C0717NWPAS | CAB. MWG NEWMINI OCEAN BIANCO COP. AZZURRO 7X17 COP.SALE INTERO* | MWG CAB. NEWMINI OCEAN WHITE BODY - LIGHT BLUE COVER 7X17 FULL SALT COVER* | 045 | 210 | 137.39
C0717NWXXS | CAB. MWG NEWMINI BIANCO SENZA COP. 7X17* | MWG CAB. NEWMINI WHITE BODY - NO COVER 7X17* | 045 | 210 | 99.86
C0717SWSAS | CAB. MWG SURF BIANCO COP. SLIM AZZURRO 7x17* | MWG CAB. SLIM SURF WHITE BODY - LIGHT BLUE COVER 7X17* | 045 | 210 | 118.63
C0717SWSDS | CAB. MWG SURF BIANCO COP. SLIM NERO 7X17* | MWG CAB. SLIM SURF WHITE BODY - BLACK COVER 7X17* | 045 | 210 | 118.63
C0717SWSWS | CAB. MWG SURF BIANCO COP. SLIM BIANCO 7X17* | MWG CAB. SLIM SURF WHITE BODY - WHITE COVER 7X17* | 045 | 210 | 118.63
C0717SWTAL | CAB. MWG SURF BIANCO COP. TOP AZZURRO 7x17 LOGIX BAG* | MWG CAB. TOP SURF WHITE BODY - LIGHT BLUE COVER 7X17 LOGIX BAG* | 045 | 210 | 137.39
C0717SWTAS | CAB. MWG SURF BIANCO COP. TOP AZZURRO 7x17* | MWG CAB. TOP SURF WHITE BODY - LIGHT BLUE COVER 7X17* | 045 | 210 | 137.39
C0717SWTDL | CAB. MWG SURF BIANCO COP. TOP NERO 7x17 LOGIX BAG* | MWG CAB. TOP SURF WHITE BODY - BLACK COVER 7X17 LOGIX BAG* | 045 | 210 | 137.39
C0717SWTDS | CAB. MWG SURF BIANCO COP. TOP NERO 7X17* | MWG CAB. TOP SURF WHITE BODY - BLACK COVER 7X17* | 045 | 210 | 137.39
C0717SWTPS | CAB. MWG SURF BIANCO COP. TOP CLEAR AZZURRO 07x17* | MWG CAB. TOP SURF CLEAR WHITE BODY - LIGHT BLUE COVER 7X17* | 045 | 210 | 137.39
C0717SWTTS | CAB. MWG SURF BIANCO COP. TOP CLEAR NERO 07x17* | MWG CAB. TOP SURF CLEAR WHITE BODY - BLACK COVER 7X17* | 045 | 210 | 137.39
C0717SWTWL | CAB. MWG SURF BIANCO COP. TOP BIANCO 7x17 LOGIX BAG* | MWG CAB. TOP SURF WHITE BODY - WHITE COVER 7X17 LOGIX BAG* | 045 | 210 | 137.39
C0717SWTWS | CAB. MWG SURF BIANCO COP. TOP BIANCO 7X17* | MWG CAB. TOP SURF WHITE BODY - WHITE COVER 7X17* | 045 | 210 | 137.39
C0717SWTZS | CAB. MWG SURF BIANCO COP. TOP CLEAR BIANCO 07x17* | MWG CAB. TOP SURF CLEAR WHITE BODY - WHITE COVER 7X17* | 045 | 210 | 137.39
C0724GWGDX | CAB. MWG NEW JUNIOR 24 BIANCO COP. NERO 7X24* | MWG CAB. NEW JUNIOR 24 WHITE BODY - BLACK COVER 7X24* | 045 | 210 | 111.52
C0724LWSAS | CAB. MWG LINE BIANCO COP. SLIM AZZURRO 7x24* | MWG CAB. SLIM LINE WHITE BODY - LIGHT BLUE COVER 7X24* | 045 | 210 | 151.95
C0724LWSDS | CAB. MWG LINE BIANCO COP. SLIM NERO 7X24* | MWG CAB. SLIM LINE WHITE BODY - BLACK COVER 7X24* | 045 | 210 | 151.95
C0724LWSWS | CAB. MWG LINE BIANCO COP. SLIM BIANCO 7X24* | MWG CAB. SLIM LINE WHITE BODY - WHITE COVER 7X24* | 045 | 210 | 151.95
C0724LWTAL | CAB. MWG LINE BIANCO COP. TOP AZZURRO 7x24 LOGIX BAG* | MWG CAB. TOP LINE WHITE BODY - LIGHT BLUE COVER 7X24 LOGIX BAG* | 045 | 210 | 170.71
C0724LWTAS | CAB. MWG LINE BIANCO COP. TOP AZZURRO 7x24* | MWG CAB. TOP LINE WHITE BODY - LIGHT BLUE COVER 7X24* | 045 | 210 | 170.71
C0724LWTDL | CAB. MWG LINE BIANCO COP. TOP NERO 7x24 LOGIX BAG* | MWG CAB. TOP LINE WHITE BODY - BLACK COVER 7X24 LOGIX BAG* | 045 | 210 | 170.71
C0724LWTDS | CAB. MWG LINE BIANCO COP. TOP NERO 7X24* | MWG CAB. TOP LINE WHITE BODY - BLACK COVER 7X24* | 045 | 210 | 170.71
C0724LWTPS | CAB. MWG LINE BIANCO COP. TOP CLEAR AZZURRO 07X24* | MWG CAB. TOP LINE CLEAR WHITE BODY - LIGHT BLUE COVER 7X24* | 045 | 210 | 170.71
C0724LWTTS | CAB. MWG LINE BIANCO COP. TOP CLEAR NERO 07x24* | MWG CAB. TOP LINE CLEAR WHITE BODY - BLACK COVER 7X24* | 045 | 210 | 170.71
C0724LWTWL | CAB. MWG LINE BIANCO COP. TOP BIANCO 7x24 LOGIX BAG* | MWG CAB. TOP LINE WHITE BODY - WHITE COVER 7X24 LOGIX BAG* | 045 | 210 | 170.71
C0724LWTWS | CAB. MWG LINE BIANCO COP. TOP BIANCO 7X24* | MWG CAB. TOP LINE WHITE BODY - WHITE COVER 7X24* | 045 | 210 | 170.71
C0724LWTZS | CAB. MWG LINE BIANCO COP. TOP CLEAR BIANCO 07x24* | MWG CAB. TOP LINE CLEAR WHITE BODY - WHITE COVER 7X24* | 045 | 210 | 170.71
C0724SWSAS | CAB. MWG SURF BIANCO COP. SLIM AZZURRO 7x24* | MWG CAB. SLIM SURF WHITE BODY - LIGHT BLUE COVER 7X24* | 045 | 210 | 151.95
C0724SWSDS | CAB. MWG SURF BIANCO COP. SLIM NERO 7X24* | MWG CAB. SLIM SURF WHITE BODY - BLACK COVER 7X24* | 045 | 210 | 151.95
C0724SWSWS | CAB. MWG SURF BIANCO COP. SLIM BIANCO 7X24* | MWG CAB. SLIM SURF WHITE BODY - WHITE COVER 7X24* | 045 | 210 | 151.95
C0724SWTAL | CAB. MWG SURF BIANCO COP. TOP AZZURRO 7x24 LOGIX BAG* | MWG CAB. TOP SURF WHITE BODY - LIGHT BLUE COVER 7X24 LOGIX BAG* | 045 | 210 | 170.71
C0724SWTAS | CAB. MWG SURF BIANCO COP. TOP AZZURRO 7x24* | MWG CAB. TOP SURF WHITE BODY - LIGHT BLUE COVER 7X24* | 045 | 210 | 170.71
C0724SWTDL | CAB. MWG SURF BIANCO COP. TOP NERO 7x24 LOGIX BAG* | MWG CAB. TOP SURF WHITE BODY - BLACK COVER 7X24 LOGIX BAG* | 045 | 210 | 170.71
C0724SWTDS | CAB. MWG SURF BIANCO COP. TOP NERO 7X24* | MWG CAB. TOP SURF WHITE BODY - BLACK COVER 7X24* | 045 | 210 | 170.71
C0724SWTPS | CAB. MWG SURF BIANCO COP. TOP CLEAR AZZURRO 07x24* | MWG CAB. TOP SURF CLEAR WHITE BODY - LIGHT BLUE COVER 7X24* | 045 | 210 | 170.71
C0724SWTTS | CAB. MWG SURF BIANCO COP. TOP CLEAR NERO 07x24* | MWG CAB. TOP SURF CLEAR WHITE BODY - BLACK COVER 7X24* | 045 | 210 | 170.71
C0724SWTWL | CAB. MWG SURF BIANCO COP. TOP BIANCO 7x24 LOGIX BAG* | MWG CAB. TOP SURF WHITE BODY - WHITE COVER 7X24 LOGIX BAG* | 045 | 210 | 170.71
C0724SWTWS | CAB. MWG SURF BIANCO COP. TOP BIANCO 7X24* | MWG CAB. TOP SURF WHITE BODY - WHITE COVER 7X24* | 045 | 210 | 170.71
C0724SWTZS | CAB. MWG SURF BIANCO COP. TOP CLEAR BIANCO 07x24* | MWG CAB. TOP SURF CLEAR WHITE BODY - WHITE COVER 7X24* | 045 | 210 | 170.71
C0730NGCAS | CAB. MWG NEWMIDI CRYSTAL GRIGIO COP. AZZURRO 7x30* | MWG CAB. NEWMIDI CRYSTAL GREY BODY - LIGHT BLUE COVER 7X30* | 045 | 210 | 172.49
C0730NGCDS | CAB. MWG NEWMIDI CRYSTAL GRIGIO COP. NERO 7X30* | MWG CAB. NEWMIDI CRYSTAL GREY BODY - BLACK COVER 7X30* | 045 | 210 | 172.49
C0730NGLDS | CAB. MWG NEWMIDI LOGIX GRIGIO COP. NERO 7X30* | MWG CAB. NEWMIDI LOGIX GREY BODY - BLACK COVER 7X30* | 045 | 210 | 181.17
C0730NGODS | CAB. MWG NEWMIDI OCEAN GRIGIO COP. NERO 7X30* | MWG CAB. NEWMIDI OCEAN GREY BODY - BLACK COVER 7X30* | 045 | 210 | 181.17
C0730NGXXS | CAB. MWG NEWMIDI GRIGIO SENZA COP. 7X30* | MWG CAB. NEWMIDI GREY BODY - NO COVER 7X30* | 045 | 210 | 143.26
C0730NWCAL | CAB. MWG NEWMIDI CRYSTAL BIANCO COP. AZZURRO 7x30 LOGIX BAG* | MWG CAB. NEWMIDI CRYSTAL WHITE BODY - LIGHT BLUE COVER 7X30 LOGIX BAG* | 045 | 210 | 172.49
C0730NWCAS | CAB. MWG NEWMIDI CRYSTAL BIANCO COP. AZZURRO 7x30* | MWG CAB. NEWMIDI CRYSTAL WHITE BODY - LIGHT BLUE COVER 7X30* | 045 | 210 | 172.49
C0730NWCDS | CAB. MWG NEWMIDI CRYSTAL BIANCO COP. NERO 7X30* | MWG CAB. NEWMIDI CRYSTAL WHITE BODY - BLACK COVER 7X30* | 045 | 210 | 172.49
C0730NWCWS | CAB. MWG NEWMIDI CRYSTAL BIANCO COP. BIANCO 7X30* | MWG CAB. NEWMIDI CRYSTAL WHITE BODY - WHITE COVER 7X30* | 045 | 210 | 172.49
C0730NWIQS | CAB. MWG NEWMIDI ICEBERG BIANCO COP. AZZURRO CON INSERTO BIANCO 7x30* | MWG CAB. NEWMIDI ICEBERG WHITE BODY - LIGHT BLUE/WHITE COVER 7X30* | 045 | 210 | 172.49
C0730NWIWS | CAB. MWG NEWMIDI ICEBERG BIANCO COP. BIANCO 7X30* | MWG CAB. NEWMIDI ICEBERG WHITE BODY - WHITE COVER 7X30* | 045 | 210 | 172.49
C0730NWLAL | CAB. MWG NEWMIDI LOGIX BIANCO COP. AZZURRO 7X30 LOGIX BAG* | MWG CAB. NEWMIDI LOGIX WHITE BODY - LIGHT BLUE COVER 7X30 LOGIX BAG* | 045 | 210 | 181.17
C0730NWLAS | CAB. MWG NEWMIDI LOGIX BIANCO COP. AZZURRO 7X30* | MWG CAB. NEWMIDI LOGIX WHITE BODY - LIGHT BLUE COVER 7X30* | 045 | 210 | 181.17
C0730NWLDS | CAB. MWG NEWMIDI LOGIX BIANCO COP. NERO 7X30* | MWG CAB. NEWMIDI LOGIX WHITE BODY - BLACK COVER 7X30* | 045 | 210 | 181.17
C0730NWLWS | CAB. MWG NEWMIDI LOGIX BIANCO COP. BIANCO 7X30* | MWG CAB. NEWMIDI LOGIX WHITE BODY - WHITE COVER 7X30* | 045 | 210 | 181.17
C0730NWOAS | CAB. MWG NEWMIDI OCEAN BIANCO COP. AZZURRO 7X30* | MWG CAB. NEWMIDI OCEAN WHITE BODY - LIGHT BLUE COVER 7X30* | 045 | 210 | 181.17
C0730NWODS | CAB. MWG NEWMIDI OCEAN BIANCO COP. NERO 7X30* | MWG CAB. NEWMIDI OCEAN WHITE BODY - BLACK COVER 7X30* | 045 | 210 | 181.17
C0730NWOWS | CAB. MWG NEWMIDI OCEAN BIANCO COP. BIANCO 7X30* | MWG CAB. NEWMIDI OCEAN WHITE BODY - WHITE COVER 7X30* | 045 | 210 | 181.17
C0730NWPAS | CAB. MWG NEWMIDI OCEAN BIANCO COP. AZZURRO 7X30 COP. SALE INTERO* | MWG CAB. NEWMIDI OCEAN WHITE BODY - LIGHT BLUE COVER 7X30 FULL SALT COVER* | 045 | 210 | 181.17
C0730NWXXS | CAB. MWG NEWMIDI BIANCO SENZA COP. 7X30* | MWG CAB. NEWMIDI WHITE BODY - NO COVER 7X30* | 045 | 210 | 143.65
C0735AWJAX | CAB. MWG JOKER BIANCO COP. AZZURRO 7X35* | MWG CAB. JOKER WHITE BODY - LIGHT BLUE COVER 7X35* | 045 | 210 | 112.86
C0735AWJDX | CAB. MWG JOKER BIANCO COP. NERO 7X35* | MWG CAB. JOKER WHITE BODY - BLACK COVER 7X35* | 045 | 210 | 112.86
C0735AWJWX | CAB. MWG JOKER BIANCO COP. BIANCO 7X35* | MWG CAB. JOKER WHITE BODY - WHITE COVER 7X35* | 045 | 210 | 112.86
C0735EGCAS | CAB. MWG MAXI CRYSTAL GRIGIO COP. AZZURRO 7X35* | MWG CAB. MAXI CRYSTAL GREY BODY - LIGHT BLUE COVER 7X35* | 045 | 210 | 185.04
C0735EGCDS | CAB. MWG MAXI CRYSTAL GRIGIO COP. NERO 7X35* | MWG CAB. MAXI CRYSTAL GREY BODY - BLACK COVER 7X35* | 045 | 210 | 185.04
C0735EWCAS | CAB. MWG MAXI CRYSTAL BIANCO COP. AZZURRO 7X35* | MWG CAB. MAXI CRYSTAL WHITE BODY - LIGHT BLUE COVER 7X35* | 045 | 210 | 185.04
C0735EWCDS | CAB. MWG MAXI CRYSTAL BIANCO COP. NERO 7X35* | MWG CAB. MAXI CRYSTAL WHITE BODY - BLACK COVER 7X35* | 045 | 210 | 185.04
C0735EWCWS | CAB. MWG MAXI CRYSTAL BIANCO COP. BIANCO 7X35* | MWG CAB. MAXI CRYSTAL WHITE BODY - WHITE COVER 7X35* | 045 | 210 | 185.04
C0735EWIQS | CAB. MWG MAXI ICEBERG BIANCO COP. AZZURRO CON INSERTO BIANCO 7X35* | MWG CAB. MAXI ICEBERG WHITE BODY - LIGHT BLUE/WHITE COVER 7X35* | 045 | 210 | 185.04
C0735EWXXS | CAB. MWG MAXI BIANCO SENZA COP. 7X35* | MWG CAB. MAXI WHITE BODY - NO COVER 7X35* | 045 | 210 | 156.17
C0735LWSAS | CAB. MWG LINE BIANCO COP. SLIM AZZURRO 7x35* | MWG CAB. SLIM LINE WHITE BODY - LIGHT BLUE COVER 7X35* | 045 | 210 | 174.93
C0735LWSDS | CAB. MWG LINE BIANCO COP. SLIM NERO 7X35* | MWG CAB. SLIM LINE WHITE BODY - BLACK COVER 7X35* | 045 | 210 | 174.93
C0735LWSWS | CAB. MWG LINE BIANCO COP. SLIM BIANCO 7X35* | MWG CAB. SLIM LINE WHITE BODY - WHITE COVER 7X35* | 045 | 210 | 174.93
C0735LWTAL | CAB. MWG LINE BIANCO COP. TOP AZZURRO 7x35 LOGIX BAG* | MWG CAB. TOP LINE WHITE BODY - LIGHT BLUE COVER 7X35 LOGIX BAG* | 045 | 210 | 193.69
C0735LWTAS | CAB. MWG LINE BIANCO COP. TOP AZZURRO 7x35* | MWG CAB. TOP LINE WHITE BODY - LIGHT BLUE COVER 7X35* | 045 | 210 | 193.69
C0735LWTDL | CAB. MWG LINE BIANCO COP. TOP NERO 7x35 LOGIX BAG* | MWG CAB. TOP LINE WHITE BODY - BLACK COVER 7X35 LOGIX BAG* | 045 | 210 | 193.69
C0735LWTDS | CAB. MWG LINE BIANCO COP. TOP NERO 7X35* | MWG CAB. TOP LINE WHITE BODY - BLACK COVER 7X35* | 045 | 210 | 193.69
C0735LWTPS | CAB. MWG LINE BIANCO COP. TOP CLEAR AZZURRO 07X35* | MWG CAB. TOP LINE CLEAR WHITE BODY - LIGHT BLUE COVER 7X35* | 045 | 210 | 193.69
C0735LWTTS | CAB. MWG LINE BIANCO COP. TOP CLEAR NERO 07x35* | MWG CAB. TOP LINE CLEAR WHITE BODY - BLACK COVER 7X35* | 045 | 210 | 193.69
C0735LWTWL | CAB. MWG LINE BIANCO COP. TOP BIANCO 7x35 LOGIX BAG* | MWG CAB. TOP LINE WHITE BODY - WHITE COVER 7X35 LOGIX BAG* | 045 | 210 | 193.69
C0735LWTWS | CAB. MWG LINE BIANCO COP. TOP BIANCO 7X35* | MWG CAB. TOP LINE WHITE BODY - WHITE COVER 7X35* | 045 | 210 | 193.69
C0735LWTZS | CAB. MWG LINE BIANCO COP. TOP CLEAR BIANCO 07x35* | MWG CAB. TOP LINE CLEAR WHITE BODY - WHITE COVER 7X35* | 045 | 210 | 193.69
C0735NGCAS | CAB. MWG NEWMAXI CRYSTAL GRIGIO COP. AZZURRO 7x35* | MWG CAB. NEWMAXI CRYSTAL GREY BODY - LIGHT BLUE COVER 7X35* | 045 | 210 | 185.04
C0735NGCDS | CAB. MWG NEWMAXI CRYSTAL GRIGIO COP. NERO 7X35* | MWG CAB. NEWMAXI CRYSTAL GREY BODY - BLACK COVER 7X35* | 045 | 210 | 185.04
C0735NGCWS | CAB. MWG NEWMAXI CRYSTAL GRIGIO COP. BIANCO 7x35* | MWG CAB. NEWMAXI CRYSTAL GREY BODY - WHITE COVER 7X35* | 045 | 210 | 185.04
C0735NGLDS | CAB. MWG NEWMAXI LOGIX GRIGIO COP. NERO 7X35* | MWG CAB. NEWMAXI LOGIX GREY BODY - BLACK COVER 7X35* | 045 | 210 | 193.69
C0735NGOAL | CAB. MWG NEWMAXI OCEAN GRIGIO COP. AZZURRO 7X35 LOGIX BAG* | MWG CAB. NEWMAXI OCEAN GREY BODY - LIGHT BLUE COVER 7X35 LOGIX BAG* | 045 | 210 | 193.69
C0735NGOAS | CAB. MWG NEWMAXI OCEAN GRIGIO COP. AZZURRO 7X35* | MWG CAB. NEWMAXI OCEAN GREY BODY - LIGHT BLUE COVER 7X35* | 045 | 210 | 193.69
C0735NGODS | CAB. MWG NEWMAXI OCEAN GRIGIO COP. NERO 7X35* | MWG CAB. NEWMAXI OCEAN GREY BODY - BLACK COVER 7X35* | 045 | 210 | 193.69
C0735NGXXS | CAB. MWG NEWMAXI GRIGIO SENZA COP. 7X35* | MWG CAB. NEWMAXI GREY BODY - NO COVER 7X35* | 045 | 210 | 156.17
C0735NWCAL | CAB. MWG NEWMAXI CRYSTAL BIANCO COP. AZZURRO 7x35 LOGIX BAG* | MWG CAB. NEWMAXI CRYSTAL WHITE BODY - LIGHT BLUE COVER 7X35 LOGIX BAG* | 045 | 210 | 185.04
C0735NWCAS | CAB. MWG NEWMAXI CRYSTAL BIANCO COP. AZZURRO 7x35* | MWG CAB. NEWMAXI CRYSTAL WHITE BODY - LIGHT BLUE COVER 7X35* | 045 | 210 | 185.04
C0735NWCDL | CAB. MWG NEWMAXI CRYSTAL BIANCO COP. NERO 7X35 LOGIX BAG* | MWG CAB. NEWMAXI CRYSTAL WHITE BODY - BLACK COVER 7X35 LOGIX BAG* | 045 | 210 | 185.04
C0735NWCDS | CAB. MWG NEWMAXI CRYSTAL BIANCO COP. NERO 7X35* | MWG CAB. NEWMAXI CRYSTAL WHITE BODY - BLACK COVER 7X35* | 045 | 210 | 185.04
C0735NWCWS | CAB. MWG NEWMAXI CRYSTAL BIANCO COP. BIANCO 7X35* | MWG CAB. NEWMAXI CRYSTAL WHITE BODY - WHITE COVER 7X35* | 045 | 210 | 185.04
C0735NWIQS | CAB. MWG NEWMAXI ICEBERG BIANCO COP. AZZURRO CON INSERTO BIANCO 7x35* | MWG CAB. NEWMAXI ICEBERG WHITE BODY - LIGHT BLUE/WHITE COVER 7X35* | 045 | 210 | 185.04
C0735NWIWS | CAB. MWG NEWMAXI ICEBERG BIANCO COP. BIANCO 7X35* | MWG CAB. NEWMAXI ICEBERG WHITE BODY - WHITE COVER 7X35* | 045 | 210 | 185.04
C0735NWLAL | CAB. MWG NEWMAXI LOGIX BIANCO COP. AZZURRO 7X35 LOGIX BAG* | MWG CAB. NEWMAXI LOGIX WHITE BODY - LIGHT BLUE COVER 7X35 LOGIX BAG* | 045 | 210 | 193.69
C0735NWLAS | CAB. MWG NEWMAXI LOGIX BIANCO COP. AZZURRO 7X35* | MWG CAB. NEWMAXI LOGIX WHITE BODY - LIGHT BLUE COVER 7X35* | 045 | 210 | 193.69
C0735NWLDL | CAB. MWG NEWMAXI LOGIX BIANCO COP. NERO 7X35 LOGIX BAG* | MWG CAB. NEWMAXI LOGIX WHITE BODY - BLACK COVER 7X35 LOGIX BAG* | 045 | 210 | 193.69
C0735NWLDS | CAB. MWG NEWMAXI LOGIX BIANCO COP. NERO 7X35* | MWG CAB. NEWMAXI LOGIX WHITE BODY - BLACK COVER 7X35* | 045 | 210 | 193.69
C0735NWLWS | CAB. MWG NEWMAXI LOGIX BIANCO COP. BIANCO 7X35* | MWG CAB. NEWMAXI LOGIX WHITE BODY - WHITE COVER 7X35* | 045 | 210 | 193.69
C0735NWOAS | CAB. MWG NEWMAXI OCEAN BIANCO COP. AZZURRO 7X35* | MWG CAB. NEWMAXI OCEAN WHITE BODY - LIGHT BLUE COVER 7X35* | 045 | 210 | 193.69
C0735NWODS | CAB. MWG NEWMAXI OCEAN BIANCO COP. NERO 7X35* | MWG CAB. NEWMAXI OCEAN WHITE BODY - BLACK COVER 7X35* | 045 | 210 | 193.69
C0735NWOWS | CAB. MWG NEWMAXI OCEAN BIANCO COP. BIANCO 7X35* | MWG CAB. NEWMAXI OCEAN WHITE BODY - WHITE COVER 7X35* | 045 | 210 | 193.69
C0735NWPAS | CAB. MWG NEWMAXI OCEAN BIANCO COP. AZZURRO 7X35 COP. SALE INTERO* | MWG CAB. NEWMAXI OCEAN WHITE BODY - LIGHT BLUE COVER 7X35 FULL SALT COVER* | 045 | 210 | 193.69
C0735NWXXS | CAB. MWG NEWMAXI BIANCO SENZA COP. 7X35* | MWG CAB. NEWMAXI WHITE BODY - NO COVER 7X35* | 045 | 210 | 156.17
C0735SWSAS | CAB. MWG SURF BIANCO COP. SLIM AZZURRO 7x35* | MWG CAB. SLIM SURF WHITE BODY - LIGHT BLUE COVER 7X35* | 045 | 210 | 174.93
C0735SWSDS | CAB. MWG SURF BIANCO COP. SLIM NERO 7X35* | MWG CAB. SLIM SURF WHITE BODY - BLACK COVER 7X35* | 045 | 210 | 174.93
C0735SWSWS | CAB. MWG SURF BIANCO COP. SLIM BIANCO 7X35* | MWG CAB. SLIM SURF WHITE BODY - WHITE COVER 7X35* | 045 | 210 | 174.93
C0735SWTAL | CAB. MWG SURF BIANCO COP. TOP AZZURRO 7x35 LOGIX BAG* | MWG CAB. TOP SURF WHITE BODY - LIGHT BLUE COVER 7X35 LOGIX BAG* | 045 | 210 | 193.69
C0735SWTAS | CAB. MWG SURF BIANCO COP. TOP AZZURRO 7x35* | MWG CAB. TOP SURF WHITE BODY - LIGHT BLUE COVER 7X35* | 045 | 210 | 193.69
C0735SWTDL | CAB. MWG SURF BIANCO COP. TOP NERO 7x35 LOGIX BAG* | MWG CAB. TOP SURF WHITE BODY - BLACK COVER 7X35 LOGIX BAG* | 045 | 210 | 193.69
C0735SWTDS | CAB. MWG SURF BIANCO COP. TOP NERO 7X35* | MWG CAB. TOP SURF WHITE BODY - BLACK COVER 7X35* | 045 | 210 | 193.69
C0735SWTPS | CAB. MWG SURF BIANCO COP. TOP CLEAR AZZURRO 07x35* | MWG CAB. TOP SURF CLEAR WHITE BODY - LIGHT BLUE COVER 7X35* | 045 | 210 | 193.69
C0735SWTTS | CAB. MWG SURF BIANCO COP. TOP CLEAR NERO 07x35* | MWG CAB. TOP SURF CLEAR WHITE BODY - BLACK COVER 7X35* | 045 | 210 | 193.69
C0735SWTWL | CAB. MWG SURF BIANCO COP. TOP BIANCO 7x35 LOGIX BAG* | MWG CAB. TOP SURF WHITE BODY - WHITE COVER 7X35 LOGIX BAG* | 045 | 210 | 193.69
C0735SWTWS | CAB. MWG SURF BIANCO COP. TOP BIANCO 7X35* | MWG CAB. TOP SURF WHITE BODY - WHITE COVER 7X35* | 045 | 210 | 193.69
C0735SWTZS | CAB. MWG SURF BIANCO COP. TOP CLEAR BIANCO 07x35* | MWG CAB. TOP SURF CLEAR WHITE BODY - WHITE COVER 7X35* | 045 | 210 | 193.69
C0813GGGDX | CAB. MWG NEW JUNIOR 13 GRIGIO COP. NERO 8X13* | MWG CAB. NEW JUNIOR 13 GREY BODY - BLACK COVER 8X13* | 045 | 210 | 83.58
C0813GMGDX | CAB. MWG NEW JUNIOR 13 MARRONE COP. NERO 8X13* | MWG CAB. NEW JUNIOR 13 BROWN BODY - BLACK COVER 8X13* | 045 | 210 | 83.58
C0813GSGDX | CAB. MWG NEW JUNIOR 13 BLU SCURO COP. NERO 8X13* | MWG CAB. NEW JUNIOR 13 DARK BLUE BODY - BLACK COVER 8X13* | 045 | 210 | 83.58
C0813GWGDX | CAB. MWG NEW JUNIOR 13 BIANCO COP. NERO 8X13* | MWG CAB. NEW JUNIOR 13 WHITE BODY - BLACK COVER 8X13* | 045 | 210 | 83.58
C0817EGCAS | CAB. MWG MINI CRYSTAL GRIGIO COP. AZZURRO 8X17* | MWG CAB. MINI CRYSTAL GREY BODY - LIGHT BLUE COVER 8X17* | 045 | 210 | 132.02
C0817EGCDS | CAB. MWG MINI CRYSTAL GRIGIO COP. NERO 8X17* | MWG CAB. MINI CRYSTAL GREY BODY - BLACK COVER 8X17* | 045 | 210 | 132.02
C0817EWCAS | CAB. MWG MINI CRYSTAL BIANCO COP. AZZURRO 8X17* | MWG CAB. MINI CRYSTAL WHITE BODY - LIGHT BLUE COVER 8X17* | 045 | 210 | 132.02
C0817EWCDS | CAB. MWG MINI CRYSTAL BIANCO COP. NERO 8X17* | MWG CAB. MINI CRYSTAL WHITE BODY - BLACK COVER 8X17* | 045 | 210 | 132.02
C0817EWCWS | CAB. MWG MINI CRYSTAL BIANCO COP. BIANCO 8X17* | MWG CAB. MINI CRYSTAL WHITE BODY - WHITE COVER 8X17* | 045 | 210 | 132.02
C0817EWIQS | CAB. MWG MINI ICEBERG BIANCO COP. AZZURRO CON INSERTO BIANCO 8X17* | MWG CAB. MINI ICEBERG WHITE BODY - LIGHT BLUE/WHITE COVER 8X17* | 045 | 210 | 132.02
C0817EWXXS | CAB. MWG MINI BIANCO SENZA COP. 8X17* | MWG CAB. MINI WHITE BODY - NO COVER 8X17* | 045 | 210 | 103.15
C0817GGGDX | CAB. MWG NEW JUNIOR 17 GRIGIO COP. NERO 8X17* | MWG CAB. NEW JUNIOR 17 GREY BODY - BLACK COVER 8X17* | 045 | 210 | 91.59
C0817GMGDX | CAB. MWG NEW JUNIOR 17 MARRONE COP. NERO 8X17* | MWG CAB. NEW JUNIOR 17 BROWN BODY - BLACK COVER 8X17* | 045 | 210 | 91.59
C0817GSGDX | CAB. MWG NEW JUNIOR 17 BLU SCURO COP. NERO 8X17* | MWG CAB. NEW JUNIOR 17 DARK BLUE BODY - BLACK COVER 8X17* | 045 | 210 | 91.59
C0817GWGDX | CAB. MWG NEW JUNIOR 17 BIANCO COP. NERO 8X17* | MWG CAB. NEW JUNIOR 17 WHITE BODY - BLACK COVER 8X17* | 045 | 210 | 91.59
C0817LWSAS | CAB. MWG LINE BIANCO COP. SLIM AZZURRO 8x17* | MWG CAB. SLIM LINE WHITE BODY - LIGHT BLUE COVER 8X17* | 045 | 210 | 121.93
C0817LWSDS | CAB. MWG LINE BIANCO COP. SLIM NERO 8X17* | MWG CAB. SLIM LINE WHITE BODY - BLACK COVER 8X17* | 045 | 210 | 121.93
C0817LWSWS | CAB. MWG LINE BIANCO COP. SLIM BIANCO 8X17* | MWG CAB. SLIM LINE WHITE BODY - WHITE COVER 8X17* | 045 | 210 | 121.93
C0817LWTAL | CAB. MWG LINE BIANCO COP. TOP AZZURRO 8x17 LOGIX BAG* | MWG CAB. TOP LINE WHITE BODY - LIGHT BLUE COVER 8X17 LOGIX BAG* | 045 | 210 | 140.68
C0817LWTAS | CAB. MWG LINE BIANCO COP. TOP AZZURRO 8x17* | MWG CAB. TOP LINE WHITE BODY - LIGHT BLUE COVER 8X17* | 045 | 210 | 140.68
C0817LWTDL | CAB. MWG LINE BIANCO COP. TOP NERO 8x17 LOGIX BAG* | MWG CAB. TOP LINE WHITE BODY - BLACK COVER 8X17 LOGIX BAG* | 045 | 210 | 140.68
C0817LWTDS | CAB. MWG LINE BIANCO COP. TOP NERO 8X17* | MWG CAB. TOP LINE WHITE BODY - BLACK COVER 8X17* | 045 | 210 | 140.68
C0817LWTPS | CAB. MWG LINE BIANCO COP. TOP CLEAR AZZURRO 08x17* | MWG CAB. TOP LINE CLEAR WHITE BODY - LIGHT BLUE COVER 8X17* | 045 | 210 | 140.68
C0817LWTTS | CAB. MWG LINE BIANCO COP. TOP CLEAR NERO 08x17* | MWG CAB. TOP LINE CLEAR WHITE BODY - BLACK COVER 8X17* | 045 | 210 | 140.68
C0817LWTWL | CAB. MWG LINE BIANCO COP. TOP BIANCO 8x17 LOGIX BAG* | MWG CAB. TOP LINE WHITE BODY - WHITE COVER 8X17 LOGIX BAG* | 045 | 210 | 140.68
C0817LWTWS | CAB. MWG LINE BIANCO COP. TOP BIANCO 8X17* | MWG CAB. TOP LINE WHITE BODY - WHITE COVER 8X17* | 045 | 210 | 140.68
C0817LWTZS | CAB. MWG LINE BIANCO COP. TOP CLEAR BIANCO 08x17* | MWG CAB. TOP LINE CLEAR WHITE BODY - WHITE COVER 8X17* | 045 | 210 | 140.68
C0817NGCAS | CAB. MWG NEWMINI CRYSTAL GRIGIO COP. AZZURRO 8x17* | MWG CAB. NEWMINI CRYSTAL GREY BODY - LIGHT BLUE COVER 8X17* | 045 | 210 | 132.02
C0817NGCDS | CAB. MWG NEWMINI CRYSTAL GRIGIO COP. NERO 8X17* | MWG CAB. NEWMINI CRYSTAL GREY BODY - BLACK COVER 8X17* | 045 | 210 | 132.02
C0817NGLDS | CAB. MWG NEWMINI LOGIX GRIGIO COP. NERO 8X17* | MWG CAB. NEWMINI LOGIX GREY BODY - BLACK COVER 8X17* | 045 | 210 | 140.68
C0817NGOAS | CAB. MWG NEWMINI OCEAN GRIGIO COP. AZZURRO 8X17 * | MWG CAB. NEWMINI OCEAN GREY BODY - LIGHT BLUE COVER 8X17 * | 045 | 210 | 140.68
C0817NGODS | CAB. MWG NEWMINI OCEAN GRIGIO COP. NERO 8X17* | MWG CAB. NEWMINI OCEAN GREY BODY - BLACK COVER 8X17* | 045 | 210 | 140.68
C0817NGXXS | CAB. MWG NEWMINI GRIGIO SENZA COP. 8X17* | MWG CAB. NEWMINI GREY BODY - NO COVER 8X17* | 045 | 210 | 103.15
C0817NWCAL | CAB. MWG NEWMINI CRYSTAL BIANCO COP. AZZURRO 8x17 LOGIX BAG* | MWG CAB. NEWMINI CRYSTAL WHITE BODY - LIGHT BLUE COVER 8X17 LOGIX BAG* | 045 | 210 | 132.02
C0817NWCAS | CAB. MWG NEWMINI CRYSTAL BIANCO COP. AZZURRO 8x17* | MWG CAB. NEWMINI CRYSTAL WHITE BODY - LIGHT BLUE COVER 8X17* | 045 | 210 | 132.02
C0817NWCDL | CAB. MWG NEWMINI CRYSTAL BIANCO COP. NERO 8X17 LOGIX BAG* | MWG CAB. NEWMINI CRYSTAL WHITE BODY - BLACK COVER 8X17 LOGIX BAG* | 045 | 210 | 132.02
C0817NWCDS | CAB. MWG NEWMINI CRYSTAL BIANCO COP. NERO 8X17* | MWG CAB. NEWMINI CRYSTAL WHITE BODY - BLACK COVER 8X17* | 045 | 210 | 132.02
C0817NWCWS | CAB. MWG NEWMINI CRYSTAL BIANCO COP. BIANCO 8X17* | MWG CAB. NEWMINI CRYSTAL WHITE BODY - WHITE COVER 8X17* | 045 | 210 | 132.02
C0817NWIQS | CAB. MWG NEWMINI ICEBERG BIANCO COP. AZZURRO CON INSERTO BIANCO 8x17* | MWG CAB. NEWMINI ICEBERG WHITE BODY - LIGHT BLUE/ WHITE COVER 8X17* | 045 | 210 | 132.02
C0817NWIWS | CAB. MWG NEWMINI ICEBERG BIANCO COP. BIANCO 8X17* | MWG CAB. NEWMINI ICEBERG WHITE BODY - WHITE COVER 8X17* | 045 | 210 | 132.02
C0817NWLAL | CAB. MWG NEWMINI LOGIX BIANCO COP. AZZURRO 8X17 LOGIX BAG* | MWG CAB. NEWMINI LOGIX WHITE BODY - LIGHT BLUE COVER 8X17 LOGIX BAG* | 045 | 210 | 140.68
C0817NWLAS | CAB. MWG NEWMINI LOGIX BIANCO COP. AZZURRO 8X17* | MWG CAB. NEWMINI LOGIX WHITE BODY - LIGHT BLUE COVER 8X17* | 045 | 210 | 140.68
C0817NWLDS | CAB. MWG NEWMINI LOGIX BIANCO COP. NERO 8X17* | MWG CAB. NEWMINI LOGIX WHITE BODY - BLACK COVER 8X17* | 045 | 210 | 140.68
C0817NWLWS | CAB. MWG NEWMINI LOGIX BIANCO COP. BIANCO 8X17* | MWG CAB. NEWMINI LOGIX WHITE BODY - WHITE COVER 8X17* | 045 | 210 | 140.68
C0817NWOAS | CAB. MWG NEWMINI OCEAN BIANCO COP. AZZURRO 8X17* | MWG CAB. NEWMINI OCEAN WHITE BODY - LIGHT BLUE COVER 8X17* | 045 | 210 | 140.68
C0817NWODS | CAB. MWG NEWMINI OCEAN BIANCO COP. NERO 8X17* | MWG CAB. NEWMINI OCEAN WHITE BODY - BLACK COVER 8X17* | 045 | 210 | 140.68
C0817NWOWS | CAB. MWG NEWMINI OCEAN BIANCO COP. BIANCO 8X17* | MWG CAB. NEWMINI OCEAN WHITE BODY - WHITE COVER 8X17* | 045 | 210 | 140.68
C0817NWPAS | CAB. MWG NEWMINI OCEAN BIANCO COP. AZZURRO 8X17 COP. SALE INTERO* | MWG CAB. NEWMINI OCEAN WHITE BODY - LIGHT BLUE COVER 8X17 FULL SALT COVER* | 045 | 210 | 140.68
C0817NWXXS | CAB. MWG NEWMINI BIANCO SENZA COP. 8X17* | MWG CAB. NEWMINI WHITE BODY - NO COVER 8X17* | 045 | 210 | 103.15
C0817SGSDS | CAB. MWG SURF GRIGIO COP. SLIM NERO 8X17* | MWG CAB. SLIM SURF GREY BODY - BLACK COVER 8X17* | 045 | 210 | 121.93
C0817SWSAS | CAB. MWG SURF BIANCO COP. SLIM AZZURRO 8x17* | MWG CAB. SLIM SURF WHITE BODY - LIGHT BLUE COVER 8X17* | 045 | 210 | 121.93
C0817SWSDS | CAB. MWG SURF BIANCO COP. SLIM NERO 8X17* | MWG CAB. SLIM SURF WHITE BODY - BLACK COVER 8X17* | 045 | 210 | 121.93
C0817SWSWS | CAB. MWG SURF BIANCO COP. SLIM BIANCO 8X17* | MWG CAB. SLIM SURF WHITE BODY - WHITE COVER 8X17* | 045 | 210 | 121.93
C0817SWTAL | CAB. MWG SURF BIANCO COP. TOP AZZURRO 8x17 LOGIX BAG* | MWG CAB. TOP SURF WHITE BODY - LIGHT BLUE COVER 8X17 LOGIX BAG* | 045 | 210 | 140.68
C0817SWTAS | CAB. MWG SURF BIANCO COP. TOP AZZURRO 8x17* | MWG CAB. TOP SURF WHITE BODY - LIGHT BLUE COVER 8X17* | 045 | 210 | 140.68
C0817SWTDL | CAB. MWG SURF BIANCO COP. TOP NERO 8x17 LOGIX BAG* | MWG CAB. TOP SURF WHITE BODY - BLACK COVER 8X17 LOGIX BAG* | 045 | 210 | 140.68
C0817SWTDS | CAB. MWG SURF BIANCO COP. TOP NERO 8X17* | MWG CAB. TOP SURF WHITE BODY - BLACK COVER 8X17* | 045 | 210 | 140.68
C0817SWTPS | CAB. MWG SURF BIANCO COP. TOP CLEAR AZZURRO 08x17* | MWG CAB. TOP SURF CLEAR WHITE BODY - LIGHT BLUE COVER 8X17* | 045 | 210 | 140.68
C0817SWTTS | CAB. MWG SURF BIANCO COP. TOP CLEAR NERO 08x17* | MWG CAB. TOP SURF CLEAR WHITE BODY - BLACK COVER 8X17* | 045 | 210 | 140.68
C0817SWTWL | CAB. MWG SURF BIANCO COP. TOP BIANCO 8x17 LOGIX BAG* | MWG CAB. TOP SURF WHITE BODY - WHITE COVER 8X17 LOGIX BAG* | 045 | 210 | 140.68
C0817SWTWS | CAB. MWG SURF BIANCO COP. TOP BIANCO 8X17* | MWG CAB. TOP SURF WHITE BODY - WHITE COVER 8X17* | 045 | 210 | 140.68
C0817SWTZS | CAB. MWG SURF BIANCO COP. TOP CLEAR BIANCO 08x17* | MWG CAB. TOP SURF CLEAR WHITE BODY - WHITE COVER 8X17* | 045 | 210 | 140.68
C0824GWGDX | CAB. MWG NEW JUNIOR 24 BIANCO COP. NERO 8x24* | MWG CAB. NEW JUNIOR 24 WHITE BODY - BLACK COVER 8X24* | 045 | 210 | 113.4
C0824LWSAS | CAB. MWG LINE BIANCO COP. SLIM AZZURRO 8x24* | MWG CAB. SLIM LINE WHITE BODY - LIGHT BLUE COVER 8X24* | 045 | 210 | 153.84
C0824LWSDS | CAB. MWG LINE BIANCO COP. SLIM NERO 8X24* | MWG CAB. SLIM LINE WHITE BODY - BLACK COVER 8X24* | 045 | 210 | 153.84
C0824LWSWS | CAB. MWG LINE BIANCO COP. SLIM BIANCO 8X24* | MWG CAB. SLIM LINE WHITE BODY - WHITE COVER 8X24* | 045 | 210 | 153.84
C0824LWTAL | CAB. MWG LINE BIANCO COP. TOP AZZURRO 8x24 LOGIX BAG* | MWG CAB. TOP LINE WHITE BODY - LIGHT BLUE COVER 8X24 LOGIX BAG* | 045 | 210 | 172.6
C0824LWTAS | CAB. MWG LINE BIANCO COP. TOP AZZURRO 8x24* | MWG CAB. TOP LINE WHITE BODY - LIGHT BLUE COVER 8X24* | 045 | 210 | 172.6
C0824LWTDL | CAB. MWG LINE BIANCO COP. TOP NERO 8x24 LOGIX BAG* | MWG CAB. TOP LINE WHITE BODY - BLACK COVER 8X24 LOGIX BAG* | 045 | 210 | 172.6
C0824LWTDS | CAB. MWG LINE BIANCO COP. TOP NERO 8X24* | MWG CAB. TOP LINE WHITE BODY - BLACK COVER 8X24* | 045 | 210 | 172.6
C0824LWTPS | CAB. MWG LINE BIANCO COP. TOP CLEAR AZZURRO 08X24* | MWG CAB. TOP LINE CLEAR WHITE BODY - LIGHT BLUE COVER 8X24* | 045 | 210 | 172.58
C0824LWTTS | CAB. MWG LINE BIANCO COP. TOP CLEAR NERO 08x24* | MWG CAB. TOP LINE CLEAR WHITE BODY - BLACK COVER 8X24* | 045 | 210 | 172.58
C0824LWTWL | CAB. MWG LINE BIANCO COP. TOP BIANCO 8x24 LOGIX BAG* | MWG CAB. TOP LINE WHITE BODY - WHITE COVER 8X24 LOGIX BAG* | 045 | 210 | 172.6
C0824LWTWS | CAB. MWG LINE BIANCO COP. TOP BIANCO 8X24* | MWG CAB. TOP LINE WHITE BODY - WHITE COVER 8X24* | 045 | 210 | 172.6
C0824LWTZS | CAB. MWG LINE BIANCO COP. TOP CLEAR BIANCO 08x24* | MWG CAB. TOP LINE CLEAR WHITE BODY - WHITE COVER 8X24* | 045 | 210 | 172.58
C0824SWSAS | CAB. MWG SURF BIANCO COP. SLIM AZZURRO 8x24* | MWG CAB. SLIM SURF WHITE BODY - LIGHT BLUE COVER 8X24* | 045 | 210 | 153.84
C0824SWSDS | CAB. MWG SURF BIANCO COP. SLIM NERO 8X24* | MWG CAB. SLIM SURF WHITE BODY - BLACK COVER 8X24* | 045 | 210 | 153.84
C0824SWSWS | CAB. MWG SURF BIANCO COP. SLIM BIANCO 8X24* | MWG CAB. SLIM SURF WHITE BODY - WHITE COVER 8X24* | 045 | 210 | 153.84
C0824SWTAL | CAB. MWG SURF BIANCO COP. TOP AZZURRO 8x24 LOGIX BAG* | MWG CAB. TOP SURF WHITE BODY - LIGHT BLUE COVER 8X24 LOGIX BAG* | 045 | 210 | 172.6
C0824SWTAS | CAB. MWG SURF BIANCO COP. TOP AZZURRO 8x24* | MWG CAB. TOP SURF WHITE BODY - LIGHT BLUE COVER 8X24* | 045 | 210 | 172.6
C0824SWTDL | CAB. MWG SURF BIANCO COP. TOP NERO 8x24 LOGIX BAG* | MWG CAB. TOP SURF WHITE BODY - BLACK COVER 8X24 LOGIX BAG* | 045 | 210 | 172.6
C0824SWTDS | CAB. MWG SURF BIANCO COP. TOP NERO 8X24* | MWG CAB. TOP SURF WHITE BODY - BLACK COVER 8X24* | 045 | 210 | 172.6
C0824SWTPS | CAB. MWG SURF BIANCO COP. TOP CLEAR AZZURRO 08x24* | MWG CAB. TOP SURF CLEAR WHITE BODY - LIGHT BLUE COVER 8X24* | 045 | 210 | 172.58
C0824SWTTS | CAB. MWG SURF BIANCO COP. TOP CLEAR NERO 08x24* | MWG CAB. TOP SURF CLEAR WHITE BODY - BLACK COVER 8X24* | 045 | 210 | 172.58
C0824SWTWL | CAB. MWG SURF BIANCO COP. TOP BIANCO 8x24 LOGIX BAG* | MWG CAB. TOP SURF WHITE BODY - WHITE COVER 8X24 LOGIX BAG* | 045 | 210 | 172.6
C0824SWTWS | CAB. MWG SURF BIANCO COP. TOP BIANCO 8X24* | MWG CAB. TOP SURF WHITE BODY - WHITE COVER 8X24* | 045 | 210 | 172.6
C0824SWTZS | CAB. MWG SURF BIANCO COP. TOP CLEAR BIANCO 08x24* | MWG CAB. TOP SURF CLEAR WHITE BODY - WHITE COVER 8X24* | 045 | 210 | 172.58
C0830NGCAS | CAB. MWG NEWMIDI CRYSTAL GRIGIO COP. AZZURRO 8x30* | MWG CAB. NEWMIDI CRYSTAL GREY BODY - LIGHT BLUE COVER 8X30* | 045 | 210 | 175.13
C0830NGCDS | CAB. MWG NEWMIDI CRYSTAL GRIGIO COP. NERO 8X30* | MWG CAB. NEWMIDI CRYSTAL GREY BODY - BLACK COVER 8X30* | 045 | 210 | 175.13
C0830NGLAS | CAB. MWG NEWMIDI LOGIX GRIGIO COP. AZZURRO 8X30* | MWG CAB. NEWMIDI LOGIX GREY BODY - BLUE COVER 8X30* | 045 | 210 | 183.8
C0830NGLDS | CAB. MWG NEWMIDI LOGIX GRIGIO COP. NERO 8X30* | MWG CAB. NEWMIDI LOGIX GREY BODY - BLACK COVER 8X30* | 045 | 210 | 183.8
C0830NGODS | CAB. MWG NEWMIDI OCEAN GRIGIO COP. NERO 8X30* | MWG CAB. NEWMIDI OCEAN GREY BODY - BLACK COVER 8X30* | 045 | 210 | 183.8
C0830NGXXS | CAB. MWG NEWMIDI GRIGIO SENZA COP. 8X30* | MWG CAB. NEWMIDI GREY BODY - NO COVER 8X30* | 045 | 210 | 146.28
C0830NWCAL | CAB. MWG NEWMIDI CRYSTAL BIANCO COP. AZZURRO 8x30 LOGIX BAG* | MWG CAB. NEWMIDI CRYSTAL WHITE BODY - LIGHT BLUE COVER 8X30 LOGIX BAG* | 045 | 210 | 175.13
C0830NWCAS | CAB. MWG NEWMIDI CRYSTAL BIANCO COP. AZZURRO 8x30* | MWG CAB. NEWMIDI CRYSTAL WHITE BODY - LIGHT BLUE COVER 8X30* | 045 | 210 | 175.13
C0830NWCDS | CAB. MWG NEWMIDI CRYSTAL BIANCO COP. NERO 8X30* | MWG CAB. NEWMIDI CRYSTAL WHITE BODY - BLACK COVER 8X30* | 045 | 210 | 175.13
C0830NWCWS | CAB. MWG NEWMIDI CRYSTAL BIANCO COP. BIANCO 8X30* | MWG CAB. NEWMIDI CRYSTAL WHITE BODY - WHITE COVER 8X30* | 045 | 210 | 175.13
C0830NWIQS | CAB. MWG NEWMIDI ICEBERG BIANCO COP. AZZURRO CON INSERTO BIANCO 8x30* | MWG CAB. NEWMIDI ICEBERG WHITE BODY - LIGHT BLUE/WHITE COVER 8X30* | 045 | 210 | 175.13
C0830NWIWS | CAB. MWG NEWMIDI ICEBERG BIANCO COP. BIANCO 8X30* | MWG CAB. NEWMIDI ICEBERG WHITE BODY - WHITE COVER 8X30* | 045 | 210 | 175.13
C0830NWLAL | CAB. MWG NEWMIDI LOGIX BIANCO COP. AZZURRO 8X30 LOGIX BAG* | MWG CAB. NEWMIDI LOGIX WHITE BODY - LIGHT BLUE COVER 8X30 LOGIX BAG* | 045 | 210 | 183.8
C0830NWLAS | CAB. MWG NEWMIDI LOGIX BIANCO COP. AZZURRO 8X30* | MWG CAB. NEWMIDI LOGIX WHITE BODY - LIGHT BLUE COVER 8X30* | 045 | 210 | 183.8
C0830NWLDS | CAB. MWG NEWMIDI LOGIX BIANCO COP. NERO 8X30* | MWG CAB. NEWMIDI LOGIX WHITE BODY - BLACK COVER 8X30* | 045 | 210 | 183.8
C0830NWLWS | CAB. MWG NEWMIDI LOGIX BIANCO COP. BIANCO 8X30* | MWG CAB. NEWMIDI LOGIX WHITE BODY - WHITE COVER 8X30* | 045 | 210 | 183.8
C0830NWOAL | CAB. MWG NEWMIDI OCEAN BIANCO COP. AZZURRO 8X30 LOGIX BAG* | MWG CAB. NEWMIDI OCEAN WHITE BODY - LIGHT BLUE COVER 8X30 LOGIX BAG* | 045 | 210 | 183.8
C0830NWOAS | CAB. MWG NEWMIDI OCEAN BIANCO COP. AZZURRO 8X30* | MWG CAB. NEWMIDI OCEAN WHITE BODY - LIGHT BLUE COVER 8X30* | 045 | 210 | 183.8
C0830NWODS | CAB. MWG NEWMIDI OCEAN BIANCO COP. NERO 8X30* | MWG CAB. NEWMIDI OCEAN WHITE BODY - BLACK COVER 8X30* | 045 | 210 | 183.8
C0830NWOWS | CAB. MWG NEWMIDI OCEAN BIANCO COP. BIANCO 8X30* | MWG CAB. NEWMIDI OCEAN WHITE BODY - WHITE COVER 8X30* | 045 | 210 | 183.8
C0830NWPAS | CAB. MWG NEWMIDI OCEAN BIANCO COP. AZZURRO 8X30 COP. SALE INTERO * | MWG CAB. NEWMIDI OCEAN WHITE BODY - LIGHT BLUE COVER 8X30 FULL SALT COVER* | 045 | 210 | 183.8
C0830NWXXS | CAB. MWG NEWMIDI BIANCO SENZA COP. 8X30* | MWG CAB. NEWMIDI WHITE BODY - NO COVER 8X30* | 045 | 210 | 146.28
C0835AWJAX | CAB. MWG JOKER BIANCO COP. AZZURRO 8X35* | MWG CAB. JOKER WHITE BODY - LIGHT BLUE COVER 8X35* | 045 | 210 | 117.46
C0835AWJDX | CAB. MWG JOKER BIANCO COP. NERO 8X35* | MWG CAB. JOKER WHITE BODY - BLACK COVER 8X35* | 045 | 210 | 117.46
C0835AWJWX | CAB. MWG JOKER BIANCO COP. BIANCO 8X35* | MWG CAB. JOKER WHITE BODY - WHITE COVER 8X35* | 045 | 210 | 117.46
C0835EGCAS | CAB. MWG MAXI CRYSTAL GRIGIO COP. AZZURRO 8X35* | MWG CAB. MAXI CRYSTAL GREY BODY - LIGHT BLUE COVER 8X35* | 045 | 210 | 189.64
C0835EGCDS | CAB. MWG MAXI CRYSTAL GRIGIO COP. NERO 8X35* | MWG CAB. MAXI CRYSTAL GREY BODY - BLACK COVER 8X35* | 045 | 210 | 189.64
C0835EWCAL | CAB. MWG MAXI CRYSTAL BIANCO COP. AZZURRO 8X35 LOGIX BAG* | MWG CAB. MAXI CRYSTAL WHITE BODY - LIGHT BLUE COVER 8X35 LOGIX BAG* | 045 | 210 | 189.64
C0835EWCAS | CAB. MWG MAXI CRYSTAL BIANCO COP. AZZURRO 8X35* | MWG CAB. MAXI CRYSTAL WHITE BODY - LIGHT BLUE COVER 8X35* | 045 | 210 | 189.64
C0835EWCDL | CAB. MWG MAXI CRYSTAL BIANCO COP. NERO 8X35 LOGIX BAG* | MWG CAB. MAXI CRYSTAL WHITE BODY - BLACK COVER 8X35 LOGIX BAG* | 045 | 210 | 189.64
C0835EWCDS | CAB. MWG MAXI CRYSTAL BIANCO COP. NERO 8X35* | MWG CAB. MAXI CRYSTAL WHITE BODY - BLACK COVER 8X35* | 045 | 210 | 189.64
C0835EWCWL | CAB. MWG MAXI CRYSTAL BIANCO COP. BIANCO 8X35 LOGIX BAG* | MWG CAB. MAXI CRYSTAL WHITE BODY - WHITE COVER 8X35 LOGIX BAG* | 045 | 210 | 189.64
C0835EWCWS | CAB. MWG MAXI CRYSTAL BIANCO COP. BIANCO 8X35* | MWG CAB. MAXI CRYSTAL WHITE BODY - WHITE COVER 8X35* | 045 | 210 | 189.64
C0835EWIQS | CAB. MWG MAXI ICEBERG BIANCO COP. AZZURRO CON INSERTO BIANCO 8X35* | MWG CAB. MAXI ICEBERG WHITE BODY - LIGHT BLUE/WHITE COVER 8X35* | 045 | 210 | 189.64
C0835EWXXL | CAB. MWG MAXI BIANCO SENZA COP. 8X35 LOGIX BAG* | MWG CAB. MAXI WHITE BODY - NO COVER 8X35 LOGIX BAG* | 045 | 210 | 163.18
C0835EWXXS | CAB. MWG MAXI BIANCO SENZA COP. 8X35* | MWG CAB. MAXI WHITE BODY - NO COVER 8X35* | 045 | 210 | 160.76
C0835LWSAS | CAB. MWG LINE BIANCO COP. SLIM AZZURRO 8x35* | MWG CAB. SLIM LINE WHITE BODY - LIGHT BLUE COVER 8X35* | 045 | 210 | 179.52
C0835LWSDS | CAB. MWG LINE BIANCO COP. SLIM NERO 8X35* | MWG CAB. SLIM LINE WHITE BODY - BLACK COVER 8X35* | 045 | 210 | 179.52
C0835LWSWS | CAB. MWG LINE BIANCO COP. SLIM BIANCO 8X35* | MWG CAB. SLIM LINE WHITE BODY - WHITE COVER 8X35* | 045 | 210 | 179.52
C0835LWTAL | CAB. MWG LINE BIANCO COP. TOP AZZURRO 8x35 LOGIX BAG* | MWG CAB. TOP LINE WHITE BODY - LIGHT BLUE COVER 8X35 LOGIX BAG* | 045 | 210 | 198.28
C0835LWTAS | CAB. MWG LINE BIANCO COP. TOP AZZURRO 8x35* | MWG CAB. TOP LINE WHITE BODY - LIGHT BLUE COVER 8X35* | 045 | 210 | 198.28
C0835LWTDL | CAB. MWG LINE BIANCO COP. TOP NERO 8x35 LOGIX BAG* | MWG CAB. TOP LINE WHITE BODY - BLACK COVER 8X35 LOGIX BAG* | 045 | 210 | 198.28
C0835LWTDS | CAB. MWG LINE BIANCO COP. TOP NERO 8X35* | MWG CAB. TOP LINE WHITE BODY - BLACK COVER 8X35* | 045 | 210 | 198.28
C0835LWTPS | CAB. MWG LINE BIANCO COP. TOP CLEAR AZZURRO 08X35* | MWG CAB. TOP LINE CLEAR WHITE BODY - LIGHT BLUE COVER 8X35* | 045 | 210 | 198.28
C0835LWTTS | CAB. MWG LINE BIANCO COP. TOP CLEAR NERO 08x35* | MWG CAB. TOP LINE WHITE BODY - BLACK COVER 8X35* | 045 | 210 | 198.28
C0835LWTWL | CAB. MWG LINE BIANCO COP. TOP BIANCO 8x35 LOGIX BAG* | MWG CAB. TOP LINE WHITE BODY - WHITE COVER 8X35 LOGIX BAG* | 045 | 210 | 198.28
C0835LWTWS | CAB. MWG LINE BIANCO COP. TOP BIANCO 8X35* | MWG CAB. TOP LINE WHITE BODY - WHITE COVER 8X35* | 045 | 210 | 198.28
C0835LWTZS | CAB. MWG LINE BIANCO COP. TOP CLEAR BIANCO 08x35* | MWG CAB. TOP LINE CLEAR WHITE BODY - WHITE COVER 8X35* | 045 | 210 | 198.28
C0835NGCAS | CAB. MWG NEWMAXI CRYSTAL GRIGIO COP. AZZURRO 8x35* | MWG CAB. NEWMAXI CRYSTAL GREY BODY - LIGHT BLUE COVER 8X35* | 045 | 210 | 189.64
C0835NGCDS | CAB. MWG NEWMAXI CRYSTAL GRIGIO COP. NERO 8X35* | MWG CAB. NEWMAXI CRYSTAL GREY BODY - BLACK COVER 8X35* | 045 | 210 | 189.64
C0835NGLDS | CAB. MWG NEWMAXI LOGIX GRIGIO COP. NERO 8X35* | MWG CAB. NEWMAXI LOGIX GREY BODY - BLACK COVER 8X35* | 045 | 210 | 198.28
C0835NGOAS | CAB. MWG NEWMAXI OCEAN GRIGIO COP. AZZURRO 8X35* | MWG CAB. NEWMAXI OCEAN GREY BODY - LIGHT BLUE COVER 8X35* | 045 | 210 | 198.28
C0835NGODS | CAB. MWG NEWMAXI OCEAN GRIGIO COP. NERO 8X35* | MWG CAB. NEWMAXI OGEAN GREY BODY - BLACK COVER 8X35* | 045 | 210 | 198.28
C0835NGXXS | CAB. MWG NEWMAXI GRIGIO SENZA COP. 8X35* | MWG CAB. NEWMAXI GREY BODY - NO COVER 8X35* | 045 | 210 | 160.76
C0835NWCAL | CAB. MWG NEWMAXI CRYSTAL BIANCO COP. AZZURRO 8x35 LOGIX BAG* | MWG CAB. NEWMAXI CRYSTAL WHITE BODY - LIGHT BLUE COVER 8X35 LOGIX BAG* | 045 | 210 | 189.64
C0835NWCAS | CAB. MWG NEWMAXI CRYSTAL BIANCO COP. AZZURRO 8x35* | MWG CAB. NEWMAXI CRYSTAL WHITE BODY - LIGHT BLUE COVER 8X35* | 045 | 210 | 189.64
C0835NWCDL | CAB. MWG NEWMAXI CRYSTAL BIANCO COP. NERO 8X35 LOGIX BAG* | MWG CAB. NEWMAXI CRYSTAL WHITE BODY - BLACK COVER 8X35 LOGIX BAG* | 045 | 210 | 189.64
C0835NWCDS | CAB. MWG NEWMAXI CRYSTAL BIANCO COP. NERO 8X35* | MWG CAB. NEWMAXI CRYSTAL WHITE BODY - BLACK COVER 8X35* | 045 | 210 | 189.64
C0835NWCWS | CAB. MWG NEWMAXI CRYSTAL BIANCO COP. BIANCO 8X35* | MWG CAB. NEWMAXI CRYSTAL WHITE BODY - WHITE COVER 8X35* | 045 | 210 | 189.64
C0835NWIQS | CAB. MWG NEWMAXI ICEBERG BIANCO COP. AZZURRO CON INSERTO BIANCO 8x35* | MWG CAB. NEWMAXI ICEBERG WHITE BODY - LIGHT BLUE/WHITE COVER 8X35* | 045 | 210 | 189.64
C0835NWIWS | CAB. MWG NEWMAXI ICEBERG BIANCO COP. BIANCO 8X35* | MWG CAB. NEWMAXI ICEBERG WHITE BODY - WHITE COVER 8X35* | 045 | 210 | 189.64
C0835NWLAL | CAB. MWG NEWMAXI LOGIX BIANCO COP. AZZURRO 8X35 LOGIX BAG* | MWG CAB. NEWMAXI LOGIX WHITE BODY - LIGHT BLUE COVER 8X35 LOGIX BAG* | 045 | 210 | 198.28
C0835NWLAS | CAB. MWG NEWMAXI LOGIX BIANCO COP. AZZURRO 8X35* | MWG CAB. NEWMAXI LOGIX WHITE BODY - LIGHT BLUE COVER 8X35* | 045 | 210 | 198.28
C0835NWLDL | CAB. MWG NEWMAXI LOGIX BIANCO COP. NERO 8X35 LOGIX BAG* | MWG CAB. NEWMAXI LOGIX WHITE BODY - BLACK COVER 8X35 LOGIX BAG* | 045 | 210 | 198.28
C0835NWLDS | CAB. MWG NEWMAXI LOGIX BIANCO COP. NERO 8X35* | MWG CAB. NEWMAXI LOGIX WHITE BODY - BLACK COVER 8X35* | 045 | 210 | 198.28
C0835NWLWS | CAB. MWG NEWMAXI LOGIX BIANCO COP. BIANCO 8X35* | MWG CAB. NEWMAXI LOGIX WHITE BODY - WHITE COVER 8X35* | 045 | 210 | 198.28
C0835NWOAS | CAB. MWG NEWMAXI OCEAN BIANCO COP. AZZURRO 8X35* | MWG CAB. NEWMAXI OCEAN WHITE BODY - LIGHT BLUE COVER 8X35* | 045 | 210 | 198.28
C0835NWODS | CAB. MWG NEWMAXI OCEAN BIANCO COP. NERO 8X35* | MWG CAB. NEWMAXI OCEAN WHITE BODY - BLACK COVER 8X35* | 045 | 210 | 198.28
C0835NWOWS | CAB. MWG NEWMAXI OCEAN BIANCO COP. BIANCO 8X35* | MWG CAB. NEWMAXI OCEAN WHITE BODY - WHITE COVER 8X35* | 045 | 210 | 198.28
C0835NWPAS | CAB. MWG NEWMAXI OCEAN BIANCO COP. AZZURRO 8X35 COP. SALE INTERO* | MWG CAB. NEWMAXI OCEAN WHITE BODY - LIGHT BLUE COVER 8X35 FULL SALT COVER* | 045 | 210 | 198.28
C0835NWXXS | CAB. MWG NEWMAXI BIANCO SENZA COP. 8X35* | MWG CAB. NEWMAXI WHITE BODY - NO COVER 8X35* | 045 | 210 | 160.76
C0835SGSDS | CAB. MWG SURF GRIGIO COP. SLIM NERO 8X35* | MWG CAB. SLIM SURF GREY BODY - BLACK COVER 8X35* | 045 | 210 | 179.52
C0835SWSAS | CAB. MWG SURF BIANCO COP. SLIM AZZURRO 8x35* | MWG CAB. SLIM SURF WHITE BODY - LIGHT BLUE COVER 8X35* | 045 | 210 | 179.52
C0835SWSDS | CAB. MWG SURF BIANCO COP. SLIM NERO 8X35* | MWG CAB. SLIM SURF WHITE BODY - BLACK COVER 8X35* | 045 | 210 | 179.52
C0835SWSWS | CAB. MWG SURF BIANCO COP. SLIM BIANCO 8X35* | MWG CAB. SLIM SURF WHITE BODY - WHITE COVER 8X35* | 045 | 210 | 179.52
C0835SWTAL | CAB. MWG SURF BIANCO COP. TOP AZZURRO 8x35 LOGIX BAG* | MWG CAB. TOP SURF WHITE BODY - LIGHT BLUE COVER 8X35 LOGIX BAG* | 045 | 210 | 198.28
C0835SWTAS | CAB. MWG SURF BIANCO COP. TOP AZZURRO 8x35* | MWG CAB. TOP SURF WHITE BODY - LIGHT BLUE COVER 8X35* | 045 | 210 | 198.28
C0835SWTDL | CAB. MWG SURF BIANCO COP. TOP NERO 8x35 LOGIX BAG* | MWG CAB. TOP SURF WHITE BODY - BLACK COVER 8X35 LOGIX BAG* | 045 | 210 | 198.28
C0835SWTDS | CAB. MWG SURF BIANCO COP. TOP NERO 8X35* | MWG CAB. TOP SURF WHITE BODY - BLACK COVER 8X35* | 045 | 210 | 198.28
C0835SWTPS | CAB. MWG SURF BIANCO COP. TOP CLEAR AZZURRO 08x35* | MWG CAB. TOP SURF CLEAR WHITE BODY - LIGHT BLUE COVER 8X35* | 045 | 210 | 198.28
C0835SWTTS | CAB. MWG SURF BIANCO COP. TOP CLEAR NERO 08x35* | MWG CAB. TOP SURF CLEAR WHITE BODY - BLACK COVER 8X35* | 045 | 210 | 198.28
C0835SWTWL | CAB. MWG SURF BIANCO COP. TOP BIANCO 8x35 LOGIX BAG* | MWG CAB. TOP SURF WHITE BODY - WHITE COVER 8X35 LOGIX BAG* | 045 | 210 | 198.28
C0835SWTWS | CAB. MWG SURF BIANCO COP. TOP BIANCO 8X35* | MWG CAB. TOP SURF WHITE BODY - WHITE COVER 8X35* | 045 | 210 | 198.28
C0835SWTZS | CAB. MWG SURF BIANCO COP. TOP CLEAR BIANCO 08x35* | MWG CAB. TOP SURF CLEAR WHITE BODY - WHITE COVER 8X35* | 045 | 210 | 198.28
C0917EGCDS | CAB. MWG MINI CRYSTAL GRIGIO COP. NERO 9X17* | MWG CAB. MINI CRYSTAL GREY BODY - BLACK COVER 9X17* | 045 | 210 | 133.09
C0917EWCAS | CAB. MWG MINI CRYSTAL BIANCO COP. AZZURRO 9X17* | MWG CAB. MINI CRYSTAL WHITE BODY - LIGHT BLUE COVER 9X17* | 045 | 210 | 133.09
C0917EWCDS | CAB. MWG MINI CRYSTAL BIANCO COP. NERO 9X17* | MWG CAB. MINI CRYSTAL WHITE BODY - BLACK COVER 9X17* | 045 | 210 | 133.09
C0917EWCWS | CAB. MWG MINI CRYSTAL BIANCO COP. BIANCO 9X17* | MWG CAB. MINI CRYSTAL WHITE BODY - WHITE COVER 9X17* | 045 | 210 | 133.09
C0917EWIQS | CAB. MWG MINI ICEBERG BIANCO COP. AZZURRO CON INSERTO BIANCO 9X17* | MWG CAB. MINI ICEBERG WHITE BODY - LIGHT BLUE/WHITE COVER 9X17* | 045 | 210 | 133.09
C0917EWXXS | CAB. MWG MINI BIANCO SENZA COP. 9X17* | MWG CAB. MINI WHITE BODY - NO COVER 9X17* | 045 | 210 | 104.23
C0917LWSAS | CAB. MWG LINE BIANCO COP. SLIM AZZURRO 9x17* | MWG CAB. SLIM LINE WHITE BODY - LIGHT BLUE COVER 9X17* | 045 | 210 | 122.98
C0917LWSDS | CAB. MWG LINE BIANCO COP. SLIM NERO 9X17* | MWG CAB. SLIM LINE WHITE BODY - BLACK COVER 9X17* | 045 | 210 | 122.98
C0917LWSWS | CAB. MWG LINE BIANCO COP. SLIM BIANCO 9X17* | MWG CAB. SLIM LINE WHITE BODY - WHITE COVER 9X17* | 045 | 210 | 122.98
C0917LWTAL | CAB. MWG LINE BIANCO COP. TOP AZZURRO 9x17 LOGIX BAG* | MWG CAB. TOP LINE WHITE BODY - LIGHT BLUE COVER 9X17 LOGIX BAG* | 045 | 210 | 141.74
C0917LWTAS | CAB. MWG LINE BIANCO COP. TOP AZZURRO 9x17* | MWG CAB. TOP LINE WHITE BODY - LIGHT BLUE COVER 9X17* | 045 | 210 | 141.74
C0917LWTDL | CAB. MWG LINE BIANCO COP. TOP NERO 9x17 LOGIX BAG* | MWG CAB. TOP LINE WHITE BODY - BLACK COVER 9X17 LOGIX BAG* | 045 | 210 | 141.74
C0917LWTDS | CAB. MWG LINE BIANCO COP. TOP NERO 9X17* | MWG CAB. TOP LINE WHITE BODY - BLACK COVER 9X17* | 045 | 210 | 141.74
C0917LWTPS | CAB. MWG LINE BIANCO COP. TOP CLEAR AZZURRO 09x17* | MWG CAB. TOP LINE CLEAR WHITE BODY - LIGHT BLUE COVER 9X17* | 045 | 210 | 141.73
C0917LWTTS | CAB. MWG LINE BIANCO COP. TOP CLEAR NERO 09x17* | MWG CAB. TOP LINE CLEAR WHITE BODY - BLACK COVER 9X17* | 045 | 210 | 141.73
C0917LWTWL | CAB. MWG LINE BIANCO COP. TOP BIANCO 9x17 LOGIX BAG* | MWG CAB. TOP LINE WHITE BODY - WHITE COVER 9X17 LOGIX BAG* | 045 | 210 | 141.74
C0917LWTWS | CAB. MWG LINE BIANCO COP. TOP BIANCO 9X17* | MWG CAB. TOP LINE WHITE BODY - WHITE COVER 9X17* | 045 | 210 | 141.74
C0917LWTZS | CAB. MWG LINE BIANCO COP. TOP CLEAR BIANCO 09x17* | MWG CAB. TOP LINE CLEAR WHITE BODY - WHITE COVER 9X17* | 045 | 210 | 141.73
C0917NGCAS | CAB. MWG NEWMINI CRYSTAL GRIGIO COP. AZZURRO 9x17* | MWG CAB. NEWMINI CRYSTAL GREY BODY - LIGHT BLUE COVER 9X17* | 045 | 210 | 133.09
C0917NGCDS | CAB. MWG NEWMINI CRYSTAL GRIGIO COP. NERO 9X17* | MWG CAB. NEWMINI CRYSTAL GREY BODY - BLACK COVER 9X17* | 045 | 210 | 133.09
C0917NGLDS | CAB. MWG NEWMINI LOGIX GRIGIO COP. NERO 9X17* | MWG CAB. NEWMINI LOGIX GREY BODY - BLACK COVER 9X17* | 045 | 210 | 141.74
C0917NGOAL | CAB. MWG NEWMINI OCEAN GRIGIO COP. AZZURRO 9X17 LOGIX BAG* | MWG CAB. NEWMINI OCEAN GREY BODY - LIGHT BLUE COVER 9X17 LOGIX BAG* | 045 | 210 | 141.74
C0917NGODS | CAB. MWG NEWMINI OCEAN GRIGIO COP. NERO 9X17* | MWG CAB. NEWMINI OCEAN GREY BODY - BLACK COVER 9X17* | 045 | 210 | 141.74
C0917NGXXS | CAB. MWG NEWMINI GRIGIO SENZA COP. 9X17* | MWG CAB. NEWMINI GREY BODY - NO COVER 9X17* | 045 | 210 | 104.23
C0917NWCAL | CAB. MWG NEWMINI CRYSTAL BIANCO COP. AZZURRO 9x17 LOGIX BAG* | MWG CAB. NEWMINI CRYSTAL WHITE BODY - LIGHT BLUE COVER 9X17 LOGIX BAG* | 045 | 210 | 133.09
C0917NWCAS | CAB. MWG NEWMINI CRYSTAL BIANCO COP. AZZURRO 9x17* | MWG CAB. NEWMINI CRYSTAL WHITE BODY - LIGHT BLUE COVER 9X17* | 045 | 210 | 133.09
C0917NWCDS | CAB. MWG NEWMINI CRYSTAL BIANCO COP. NERO 9X17* | MWG CAB. NEWMINI CRYSTAL WHITE BODY - BLACK COVER 9X17* | 045 | 210 | 133.09
C0917NWCWS | CAB. MWG NEWMINI CRYSTAL BIANCO COP. BIANCO 9X17* | MWG CAB. NEWMINI CRYSTAL WHITE BODY - WHITE COVER 9X17* | 045 | 210 | 133.09
C0917NWIQS | CAB. MWG NEWMINI ICEBERG BIANCO COP. AZZURRO CON INSERTO BIANCO 9x17* | MWG CAB. NEWMINI ICEBERG WHITE BODY - LIGHT BLUE/WHITE COVER 9X17* | 045 | 210 | 133.09
C0917NWIWS | CAB. MWG NEWMINI ICEBERG BIANCO COP. BIANCO 9X17* | MWG CAB. NEWMINI ICEBERG WHITE BODY - WHITE COVER 9X17* | 045 | 210 | 133.09
C0917NWLAL | CAB. MWG NEWMINI LOGIX BIANCO COP. AZZURRO 9X17 LOGIX BAG* | MWG CAB. NEWMINI LOGIX WHITE BODY - LIGHT BLUE COVER 9X17 LOGIX BAG* | 045 | 210 | 141.74
C0917NWLAS | CAB. MWG NEWMINI LOGIX BIANCO COP. AZZURRO 9X17* | MWG CAB. NEWMINI LOGIX WHITE BODY - LIGHT BLUE COVER 9X17* | 045 | 210 | 141.74
C0917NWLDS | CAB. MWG NEWMINI LOGIX BIANCO COP. NERO 9X17* | MWG CAB. NEWMINI LOGIX WHITE BODY - BLACK COVER 9X17* | 045 | 210 | 141.74
C0917NWLWS | CAB. MWG NEWMINI LOGIX BIANCO COP. BIANCO 9X17* | MWG CAB. NEWMINI LOGIX WHITE BODY - WHITE COVER 9X17* | 045 | 210 | 141.74
C0917NWOAL | CAB. MWG NEWMINI OCEAN BIANCO COP. AZZURRO 9X17 LOGIX BAG* | MWG CAB. NEWMINI OCEAN WHITE BODY - LIGHT BLUE COVER 9X17 LOGIX BAG* | 045 | 210 | 141.74
C0917NWOAS | CAB. MWG NEWMINI OCEAN BIANCO COP. AZZURRO 9X17* | MWG CAB. NEWMINI OCEAN WHITE BODY - LIGHT BLUE COVER 9X17* | 045 | 210 | 141.74
C0917NWODS | CAB. MWG NEWMINI OCEAN BIANCO COP. NERO 9X17* | MWG CAB. NEWMINI OCEAN WHITE BODY - BLACK COVER 9X17* | 045 | 210 | 141.74
C0917NWOWS | CAB. MWG NEWMINI OCEAN BIANCO COP. BIANCO 9X17* | MWG CAB. NEWMINI OCEAN WHITE BODY - WHITE COVER 9X17* | 045 | 210 | 141.74
C0917NWPAS | CAB. MWG NEWMINI OCEAN BIANCO COP. AZZURRO 9X17 COP. SALE INTERO* | MWG CAB. NEWMINI OCEAN WHITE BODY - LIGHT BLUE COVER 9X17 FULL SALT COVER* | 045 | 210 | 141.74
C0917NWXXS | CAB. MWG NEWMINI BIANCO SENZA COP. 9X17* | MWG CAB. NEWMINI WHITE BODY - NO COVER 9X17* | 045 | 210 | 104.23
C0917SWSAS | CAB. MWG SURF BIANCO COP. SLIM AZZURRO 9x17* | MWG CAB. SLIM SURF WHITE BODY - LIGHT BLUE COVER 9X17* | 045 | 210 | 122.98
C0917SWSDS | CAB. MWG SURF BIANCO COP. SLIM NERO 9X17* | MWG CAB. SLIM SURF WHITE BODY - BLACK COVER 9X17* | 045 | 210 | 122.98
C0917SWSWS | CAB. MWG SURF BIANCO COP. SLIM BIANCO 9X17* | MWG CAB. SLIM SURF WHITE BODY - WHITE COVER 9X17* | 045 | 210 | 122.98
C0917SWTAL | CAB. MWG SURF BIANCO COP. TOP AZZURRO 9x17 LOGIX BAG* | MWG CAB. TOP SURF WHITE BODY - LIGHT BLUE COVER 9X17 LOGIX BAG* | 045 | 210 | 141.74
C0917SWTAS | CAB. MWG SURF BIANCO COP. TOP AZZURRO 9x17* | MWG CAB. TOP SURF WHITE BODY - LIGHT BLUE COVER 9X17* | 045 | 210 | 141.74
C0917SWTDL | CAB. MWG SURF BIANCO COP. TOP NERO 9x17 LOGIX BAG* | MWG CAB. TOP SURF WHITE BODY - BLACK COVER 9X17 LOGIX BAG* | 045 | 210 | 141.74
C0917SWTDS | CAB. MWG SURF BIANCO COP. TOP NERO 9X17* | MWG CAB. TOP SURF WHITE BODY - BLACK COVER 9X17* | 045 | 210 | 141.74
C0917SWTPS | CAB. MWG SURF BIANCO COP. TOP CLEAR AZZURRO 09x17* | MWG CAB. TOP SURF CLEAR WHITE BODY - LIGHT BLUE COVER 9X17* | 045 | 210 | 141.73
C0917SWTTS | CAB. MWG SURF BIANCO COP. TOP CLEAR NERO 09x17* | MWG CAB. TOP SURF CLEAR WHITE BODY - BLACK COVER 9X17* | 045 | 210 | 141.73
C0917SWTWL | CAB. MWG SURF BIANCO COP. TOP BIANCO 9x17 LOGIX BAG* | MWG CAB. TOP SURF WHITE BODY - WHITE COVER 9X17 LOGIX BAG* | 045 | 210 | 141.74
C0917SWTWS | CAB. MWG SURF BIANCO COP. TOP BIANCO 9X17* | MWG CAB. TOP SURF WHITE BODY - WHITE COVER 9X17* | 045 | 210 | 141.74
C0917SWTZS | CAB. MWG SURF BIANCO COP. TOP CLEAR BIANCO 09x17* | MWG CAB. TOP SURF CLEAR WHITE BODY - WHITE COVER 9X17* | 045 | 210 | 141.73
C0924LWSAS | CAB. MWG LINE BIANCO COP. SLIM AZZURRO 9X24* | MWG CAB. SLIM LINE WHITE BODY - LIGHT BLUE COVER 9X24* | 045 | 210 | 154.87
C0924LWSDS | CAB. MWG LINE BIANCO COP. SLIM NERO 9X24* | MWG CAB. SLIM LINE WHITE BODY - BLACK COVER 9X24* | 045 | 210 | 154.87
C0924LWSWS | CAB. MWG LINE BIANCO COP. SLIM BIANCO 9X24* | MWG CAB. SLIM LINE WHITE BODY - WHITE COVER 9X24* | 045 | 210 | 154.87
C0924LWTAL | CAB. MWG LINE BIANCO COP. TOP AZZURRO 9x24 LOGIX BAG* | MWG CAB. TOP LINE WHITE BODY - LIGHT BLUE COVER 9X24 LOGIX BAG* | 045 | 210 | 173.64
C0924LWTAS | CAB. MWG LINE BIANCO COP. TOP AZZURRO 9X24* | MWG CAB. TOP LINE WHITE BODY - LIGHT BLUE COVER 9X24* | 045 | 210 | 173.64
C0924LWTDL | CAB. MWG LINE BIANCO COP. TOP NERO 9x24 LOGIX BAG* | MWG CAB. TOP LINE WHITE BODY - BLACK COVER 9X24 LOGIX BAG* | 045 | 210 | 173.64
C0924LWTDS | CAB. MWG LINE BIANCO COP. TOP NERO 9X24* | MWG CAB. TOP LINE WHITE BODY - BLACK COVER 9X24* | 045 | 210 | 173.64
C0924LWTPS | CAB. MWG LINE BIANCO COP. TOP CLEAR AZZURRO 09X24* | MWG CAB. TOP LINE CLEAR WHITE BODY - LIGHT BLUE COVER 9X24* | 045 | 210 | 173.64
C0924LWTTS | CAB. MWG LINE BIANCO COP. TOP CLEAR NERO 09x24* | MWG CAB. TOP LINE CLEAR WHITE BODY - BLACK COVER 9X24* | 045 | 210 | 173.64
C0924LWTWL | CAB. MWG LINE BIANCO COP. TOP BIANCO 9x24 LOGIX BAG* | MWG CAB. TOP LINE WHITE BODY - WHITE COVER 9X24 LOGIX BAG* | 045 | 210 | 173.64
C0924LWTWS | CAB. MWG LINE BIANCO COP. TOP BIANCO 9X24* | MWG CAB. TOP LINE WHITE BODY - WHITE COVER 9X24* | 045 | 210 | 173.64
C0924LWTZS | CAB. MWG LINE BIANCO COP. TOP CLEAR BIANCO 09x24* | MWG CAB. TOP LINE CLEAR WHITE BODY - WHITE COVER 9X24* | 045 | 210 | 173.64
C0924SWSAS | CAB. MWG SURF BIANCO COP. SLIM AZZURRO 9X24* | MWG CAB. SLIM SURF WHITE BODY - LIGHT BLUE COVER 9X24* | 045 | 210 | 154.87
C0924SWSDS | CAB. MWG SURF BIANCO COP. SLIM NERO 9X24* | MWG CAB. SLIM SURF WHITE BODY - BLACK COVER 9X24* | 045 | 210 | 154.87
C0924SWSWS | CAB. MWG SURF BIANCO COP. SLIM BIANCO 9X24* | MWG CAB. SLIM SURF WHITE BODY - WHITE COVER 9X24* | 045 | 210 | 154.87
C0924SWTAL | CAB. MWG SURF BIANCO COP. TOP AZZURRO 9x24 LOGIX BAG* | MWG CAB. TOP SURF WHITE BODY - LIGHT BLUE COVER 9X24 LOGIX BAG* | 045 | 210 | 173.64
C0924SWTAS | CAB. MWG SURF BIANCO COP. TOP AZZURRO 9X24* | MWG CAB. TOP SURF WHITE BODY - LIGHT BLUE COVER 9X24* | 045 | 210 | 173.64
C0924SWTDL | CAB. MWG SURF BIANCO COP. TOP NERO 9x24 LOGIX BAG* | MWG CAB. TOP SURF WHITE BODY - BLACK COVER 9X24 LOGIX BAG* | 045 | 210 | 173.64
C0924SWTDS | CAB. MWG SURF BIANCO COP. TOP NERO 9X24* | MWG CAB. TOP SURF WHITE BODY - BLACK COVER 9X24* | 045 | 210 | 173.64
C0924SWTPS | CAB. MWG SURF BIANCO COP. TOP CLEAR AZZURRO 09x24* | MWG CAB. TOP SURF CLEAR WHITE BODY - LIGHT BLUE COVER 9X24* | 045 | 210 | 173.64
C0924SWTTS | CAB. MWG SURF BIANCO COP. TOP CLEAR NERO 09x24* | MWG CAB. TOP SURF CLEAR WHITE BODY - BLACK COVER 9X24* | 045 | 210 | 173.64
C0924SWTWL | CAB. MWG SURF BIANCO COP. TOP BIANCO 9x24 LOGIX BAG* | MWG CAB. TOP SURF WHITE BODY - WHITE COVER 9X24 LOGIX BAG* | 045 | 210 | 173.64
C0924SWTWS | CAB. MWG SURF BIANCO COP. TOP BIANCO 9X24* | MWG CAB. TOP SURF WHITE BODY - WHITE COVER 9X24* | 045 | 210 | 173.64
C0924SWTZS | CAB. MWG SURF BIANCO COP. TOP CLEAR BIANCO 09x24* | MWG CAB. TOP SURF CLEAR WHITE BODY - WHITE COVER 9X24* | 045 | 210 | 173.64
C0930NGCAS | CAB. MWG NEWMIDI CRYSTAL GRIGIO COP. AZZURRO 9x30* | MWG CAB. NEWMIDI CRYSTAL GREY BODY - LIGHT BLUE COVER 9X30* | 045 | 210 | 175.88
C0930NGCDS | CAB. MWG NEWMIDI CRYSTAL GRIGIO COP. NERO 9X30* | MWG CAB. NEWMIDI CRYSTAL GREY BODY - BLACK COVER 9X30* | 045 | 210 | 175.88
C0930NGLDS | CAB. MWG NEWMIDI LOGIX GRIGIO COP. NERO 9X30* | MWG CAB. NEWMIDI LOGIX GREY BODY - BLACK COVER 9X30* | 045 | 210 | 184.57
C0930NGODS | CAB. MWG NEWMIDI OCEAN GRIGIO COP. NERO 9X30* | MWG CAB. NEWMIDI OCEAN GREY BODY - BLACK COVER 9X30* | 045 | 210 | 184.57
C0930NGXXS | CAB. MWG NEWMIDI GRIGIO SENZA COP. 9X30* | MWG CAB. NEWMIDI GREY BODY - NO COVER 9X30* | 045 | 210 | 147.03
C0930NWCAL | CAB. MWG NEWMIDI CRYSTAL BIANCO COP. AZZURRO 9X30 LOGIX BAG* | MWG CAB. NEWMIDI CRYSTAL WHITE BODY - LIGHT BLUE COVER 9X30 LOGIX BAG* | 045 | 210 | 175.88
C0930NWCAS | CAB. MWG NEWMIDI CRYSTAL BIANCO COP. AZZURRO 9X30* | MWG CAB. NEWMIDI CRYSTAL WHITE BODY - LIGHT BLUE COVER 9X30* | 045 | 210 | 175.88
C0930NWCDS | CAB. MWG NEWMIDI CRYSTAL BIANCO COP. NERO 9X30* | MWG CAB. NEWMIDI CRYSTAL WHITE BODY - BLACK COVER 9X30* | 045 | 210 | 175.88
C0930NWCWS | CAB. MWG NEWMIDI CRYSTAL BIANCO COP. BIANCO 9X30* | MWG CAB. NEWMIDI CRYSTAL WHITE BODY - WHITE COVER 9X30* | 045 | 210 | 175.88
C0930NWIQL | CAB. MWG NEWMIDI ICEBERG BIANCO COP. AZZURRO INSERTO BIANCO 9X30 LOGIX BAG* | MWG CAB. NEWMIDI ICEBERG WHITE BODY - LIGHT BLUE WHITE INSERT COVER 9X30 LOG | 045 | 210 | 175.88
C0930NWIQS | CAB. MWG NEWMIDI ICEBERG BIANCO COP. AZZURRO CON INSERTO BIANCO 9X30* | MWG CAB. NEWMIDI ICEBERG WHITE BODY - LIGHT BLUE/WHITE COVER 9X30* | 045 | 210 | 175.88
C0930NWIWS | CAB. MWG NEWMIDI ICEBERG BIANCO COP. BIANCO 9X30* | MWG CAB. NEWMIDI ICEBERG WHITE BODY - WHITE COVER 9X30* | 045 | 210 | 175.88
C0930NWLAL | CAB. MWG NEWMIDI LOGIX BIANCO COP. AZZURRO 9X30 LOGIX BAG* | MWG CAB. NEWMIDI LOGIX WHITE BODY - LIGHT BLUE COVER 9X30 LOGIX BAG* | 045 | 210 | 184.57
C0930NWLAS | CAB. MWG NEWMIDI LOGIX BIANCO COP. AZZURRO 9X30* | MWG CAB. NEWMIDI LOGIX WHITE BODY - LIGHT BLUE COVER 9X30* | 045 | 210 | 184.57
C0930NWLDS | CAB. MWG NEWMIDI LOGIX BIANCO COP. NERO 9X30 * | MWG CAB. NEWMIDI LOGIX WHITE BODY - BLACK COVER 9X30 * | 045 | 210 | 184.57
C0930NWLWS | CAB. MWG NEWMIDI LOGIX BIANCO COP. BIANCO 9X30 * | MWG CAB. NEWMIDI LOGIX WHITE BODY - WHITE COVER 9X30 * | 045 | 210 | 184.57
C0930NWOAS | CAB. MWG NEWMIDI OCEAN BIANCO COP. AZZURRO 9X30* | MWG CAB. NEWMIDI OCEAN WHITE BODY - LIGHT BLUE COVER 9X30* | 045 | 210 | 184.57
C0930NWODS | CAB. MWG NEWMIDI OCEAN BIANCO COP. NERO 9X30* | MWG CAB. NEWMIDI OCEAN WHITE BODY - BLACK COVER 9X30* | 045 | 210 | 184.57
C0930NWOWS | CAB. MWG NEWMIDI OCEAN BIANCO COP. BIANCO 9X30 * | MWG CAB. NEWMIDI OCEAN WHITE BODY - WHITE COVER 9X30 * | 045 | 210 | 184.57
C0930NWXXS | CAB. MWG NEWMIDI BIANCO SENZA COP. 9X30* | MWG CAB. NEWMIDI WHITE BODY - NO COVER 9X30* | 045 | 210 | 147.03
C0935AWJAX | CAB. MWG JOKER BIANCO COP. AZZURRO 9X35* | MWG CAB. JOKER WHITE BODY - LIGHT BLUE COVER 9X35* | 045 | 210 | 121.92
C0935AWJDX | CAB. MWG JOKER BIANCO COP. NERO 9X35* | MWG CAB. JOKER WHITE BODY - BLACK COVER 9X35* | 045 | 210 | 121.92
C0935AWJWX | CAB. MWG JOKER BIANCO COP. BIANCO 9X35* | MWG CAB. JOKER WHITE BODY - WHITE COVER 9X35* | 045 | 210 | 121.92
C0935EGCAS | CAB. MWG MAXI CRYSTAL GRIGIO COP. AZZURRO 9X35* | MWG CAB. MAXI CRYSTAL GREY BODY - LIGHT BLUE COVER 9X35* | 045 | 210 | 194.07
C0935EGCDS | CAB. MWG MAXI CRYSTAL GRIGIO COP. NERO 9X35* | MWG CAB. MAXI CRYSTAL GREY BODY - BLACK COVER 9X35* | 045 | 210 | 194.07
C0935EWCAS | CAB. MWG MAXI CRYSTAL BIANCO COP. AZZURRO 9X35* | MWG CAB. MAXI CRYSTAL WHITE BODY - LIGHT BLUE COVER 9X35* | 045 | 210 | 194.07
C0935EWCDS | CAB. MWG MAXI CRYSTAL BIANCO COP. NERO 9X35* | MWG CAB. MAXI CRYSTAL WHITE BODY - BLACK COVER 9X35* | 045 | 210 | 194.07
C0935EWCWS | CAB. MWG MAXI CRYSTAL BIANCO COP. BIANCO 9X35* | MWG CAB. MAXI CRYSTAL WHITE BODY - WHITE COVER 9X35* | 045 | 210 | 194.07
C0935EWIQS | CAB. MWG MAXI ICEBERG BIANCO COP. AZZURRO CON INSERTO BIANCO 9X35* | MWG CAB. MAXI ICEBERG WHITE BODY - LIGHT BLUE/WHITE COVER 9X35* | 045 | 210 | 194.07
C0935EWXXS | CAB. MWG MAXI BIANCO SENZA COP. 9X35* | MWG CAB. MAXI WHITE BODY - NO COVER 9X35* | 045 | 210 | 165.2
C0935LWSAS | CAB. MWG LINE BIANCO COP. SLIM AZZURRO 9x35* | MWG CAB. SLIM LINE WHITE BODY - LIGHT BLUE COVER 9X35* | 045 | 210 | 183.96
C0935LWSDS | CAB. MWG LINE BIANCO COP. SLIM NERO 9X35* | MWG CAB. SLIM LINE WHITE BODY - BLACK COVER 9X35* | 045 | 210 | 183.96
C0935LWSWS | CAB. MWG LINE BIANCO COP. SLIM BIANCO 9X35* | MWG CAB. SLIM LINE WHITE BODY - WHITE COVER 9X35* | 045 | 210 | 183.96
C0935LWTAL | CAB. MWG LINE BIANCO COP. TOP AZZURRO 9x35 LOGIX BAG* | MWG CAB. TOP LINE WHITE BODY - LIGHT BLUE COVER 9X35 LOGIX BAG* | 045 | 210 | 202.72
C0935LWTAS | CAB. MWG LINE BIANCO COP. TOP AZZURRO 9x35* | MWG CAB. TOP LINE WHITE BODY - LIGHT BLUE COVER 9X35* | 045 | 210 | 202.72
C0935LWTDL | CAB. MWG LINE BIANCO COP. TOP NERO 9x35 LOGIX BAG* | MWG CAB. TOP LINE WHITE BODY - BLACK COVER 9X35 LOGIX BAG* | 045 | 210 | 202.72
C0935LWTDS | CAB. MWG LINE BIANCO COP. TOP NERO 9X35* | MWG CAB. TOP LINE WHITE BODY - BLACK COVER 9X35* | 045 | 210 | 202.72
C0935LWTPS | CAB. MWG LINE BIANCO COP. TOP CLEAR AZZURRO 09X35* | MWG CAB. TOP LINE CLEAR WHITE BODY - LIGHT BLUE COVER 9X35* | 045 | 210 | 202.74
C0935LWTTS | CAB. MWG LINE BIANCO COP. TOP CLEAR NERO 09x35* | MWG CAB. TOP LINE CLEAR WHITE BODY - BLACK COVER 9X35* | 045 | 210 | 202.74
C0935LWTWL | CAB. MWG LINE BIANCO COP. TOP BIANCO 9x35 LOGIX BAG* | MWG CAB. TOP LINE WHITE BODY - WHITE COVER 9X35 LOGIX BAG* | 045 | 210 | 202.72
C0935LWTWS | CAB. MWG LINE BIANCO COP. TOP BIANCO 9X35* | MWG CAB. TOP LINE WHITE BODY - WHITE COVER 9X35* | 045 | 210 | 202.72
C0935LWTZS | CAB. MWG LINE BIANCO COP. TOP CLEAR BIANCO 09x35* | MWG CAB. TOP LINE CLEAR WHITE BODY - WHITE COVER 9X35* | 045 | 210 | 202.74
C0935NGCAS | CAB. MWG NEWMAXI CRYSTAL GRIGIO COP. AZZURRO 9x35* | MWG CAB. NEWMAXI CRYSTAL GREY BODY - LIGHT BLUE COVER 9X35* | 045 | 210 | 194.07
C0935NGCDS | CAB. MWG NEWMAXI CRYSTAL GRIGIO COP. NERO 9X35* | MWG CAB. NEWMAXI CRYSTAL GREY BODY - BLACK COVER 9X35* | 045 | 210 | 194.07
C0935NGCWS | CAB. MWG NEWMAXI CRYSTAL GRIGIO COP.BIANCO 9X35* | MWG CAB. NEWMAXI CRYSTAL GREY BODY - WHITE COVER 9X35* | 045 | 210 | 194.07
C0935NGLDS | CAB. MWG NEWMAXI LOGIX GRIGIO COP. NERO 9X35* | MWG CAB. NEWMAXI LOGIX GREY BODY - BLACK COVER 9X35* | 045 | 210 | 202.72
C0935NGOAL | CAB. MWG NEWMAXI OCEAN GRIGIO COP.AZZURRO 9X35 LOGIX BAG* | MWG CAB. NEWMAXI OCEAN GREY BODY - LIGHT BLUE COVER 9X35 LOGIX BAG* | 045 | 210 | 202.72
C0935NGOAS | CAB. MWG NEWMAXI OCEAN GRIGIO COP. AZZURRO 9X35* | MWG CAB. NEWMAXI OCEAN GREY BODY - LIGHT BLUE COVER 9X35* | 045 | 210 | 202.72
C0935NGODS | CAB. MWG NEWMAXI OCEAN GRIGIO COP. NERO 9X35* | MWG CAB. NEWMAXI OCEAN GREY BODY - BLACK COVER 9X35* | 045 | 210 | 202.72
C0935NGXXS | CAB. MWG NEWMAXI GRIGIO SENZA COP. 9X35* | MWG CAB. NEWMAXI GREY BODY - NO COVER 9X35* | 045 | 210 | 165.2
C0935NWCAL | CAB. MWG NEWMAXI CRYSTAL BIANCO COP. AZZURRO 9x35 LOGIX BAG* | MWG CAB. NEWMAXI CRYSTAL WHITE BODY - LIGHT BLUE COVER 9X35 LOGIX BAG* | 045 | 210 | 194.07
C0935NWCAS | CAB. MWG NEWMAXI CRYSTAL BIANCO COP. AZZURRO 9x35* | MWG CAB. NEWMAXI CRYSTAL WHITE BODY - LIGHT BLUE COVER 9X35* | 045 | 210 | 194.07
C0935NWCDL | CAB. MWG NEWMAXI CRYSTAL BIANCO COP. NERO 9X35 LOGIX BAG* | MWG CAB. NEWMAXI CRYSTAL WHITE BODY - BLACK COVER 9X35 LOGIX BAG* | 045 | 210 | 194.07
C0935NWCDS | CAB. MWG NEWMAXI CRYSTAL BIANCO COP. NERO 9X35* | MWG CAB. NEWMAXI CRYSTAL WHITE BODY - BLACK COVER 9X35* | 045 | 210 | 194.07
C0935NWCWS | CAB. MWG NEWMAXI CRYSTAL BIANCO COP. BIANCO 9X35* | MWG CAB. NEWMAXI CRYSTAL WHITE BODY - WHITE COVER 9X35* | 045 | 210 | 194.07
C0935NWIQS | CAB. MWG NEWMAXI ICEBERG BIANCO COP. AZZURRO CON INSERTO BIANCO 9x35* | MWG CAB. NEWMAXI ICEBERG WHITE BODY - LIGHT BLUE/WHITE COVER 9X35* | 045 | 210 | 194.07
C0935NWIWS | CAB. MWG NEWMAXI ICEBERG BIANCO COP. BIANCO 9X35* | MWG CAB. NEWMAXI ICEBERG WHITE BODY - WHITE COVER 9X35* | 045 | 210 | 194.07
C0935NWLAL | CAB. MWG NEWMAXI LOGIX BIANCO COP. AZZURRO 9X35 LOGIX BAG* | MWG CAB. NEWMAXI LOGIX WHITE BODY - LIGHT BLUE COVER 9X35 LOGIX BAG* | 045 | 210 | 202.72
C0935NWLAS | CAB. MWG NEWMAXI LOGIX BIANCO COP. AZZURRO 9X35* | MWG CAB. NEWMAXI LOGIX WHITE BODY - LIGHT BLUE COVER 9X35* | 045 | 210 | 202.72
C0935NWLDS | CAB. MWG NEWMAXI LOGIX BIANCO COP. NERO 9X35* | MWG CAB. NEWMAXI LOGIX WHITE BODY - BLACK COVER 9X35* | 045 | 210 | 202.72
C0935NWLWS | CAB. MWG NEWMAXI LOGIX BIANCO COP. BIANCO 9X35* | MWG CAB. NEWMAXI LOGIX WHITE BODY - WHITE COVER 9X35* | 045 | 210 | 202.72
C0935NWOAS | CAB. MWG NEWMAXI OCEAN BIANCO COP. AZZURRO 9X35* | MWG CAB. NEWMAXI OCEAN WHITE BODY - LIGHT BLUE COVER 9X35* | 045 | 210 | 202.72
C0935NWODS | CAB. MWG NEWMAXI OCEAN BIANCO COP. NERO 9X35* | MWG CAB. NEWMAXI OCEAN WHITE BODY - BLACK COVER 9X35* | 045 | 210 | 202.72
C0935NWOWS | CAB. MWG NEWMAXI OCEAN BIANCO COP. BIANCO 9X35* | MWG CAB. NEWMAXI OCEAN WHITE BODY - WHITE COVER 9X35* | 045 | 210 | 202.72
C0935NWPAS | CAB. MWG NEWMAXI OCEAN BIANCO COP. AZZURRO 9X35 COP SALE INTERO* | MWG CAB. NEWMAXI OCEAN WHITE BODY - LIGHT BLUE COVER 9X35 FULL SALT COVER* | 045 | 210 | 202.72
C0935NWXXS | CAB. MWG NEWMAXI BIANCO SENZA COP. 9X35* | MWG CAB. NEWMAXI WHITE BODY - NO COVER 9X35* | 045 | 210 | 165.2
C0935SWSAS | CAB. MWG SURF BIANCO COP. SLIM AZZURRO 9x35* | MWG CAB. SLIM SURF WHITE BODY - LIGHT BLUE COVER 9X35* | 045 | 210 | 183.96
C0935SWSDS | CAB. MWG SURF BIANCO COP. SLIM NERO 9X35* | MWG CAB. SLIM SURF WHITE BODY - BLACK COVER 9X35* | 045 | 210 | 183.96
C0935SWSWS | CAB. MWG SURF BIANCO COP. SLIM BIANCO 9X35* | MWG CAB. SLIM SURF WHITE BODY - WHITE COVER 9X35* | 045 | 210 | 183.96
C0935SWTAL | CAB. MWG SURF BIANCO COP. TOP AZZURRO 9x35 LOGIX BAG* | MWG CAB. TOP SURF WHITE BODY - LIGHT BLUE COVER 9X35 LOGIX BAG* | 045 | 210 | 202.72
C0935SWTAS | CAB. MWG SURF BIANCO COP. TOP AZZURRO 9x35* | MWG CAB. TOP SURF WHITE BODY - LIGHT BLUE COVER 9X35* | 045 | 210 | 202.72
C0935SWTDL | CAB. MWG SURF BIANCO COP. TOP NERO 9x35 LOGIX BAG* | MWG CAB. TOP SURF WHITE BODY - BLACK COVER 9X35 LOGIX BAG* | 045 | 210 | 202.72
C0935SWTDS | CAB. MWG SURF BIANCO COP. TOP NERO 9X35* | MWG CAB. TOP SURF WHITE BODY - BLACK COVER 9X35* | 045 | 210 | 202.72
C0935SWTPS | CAB. MWG SURF BIANCO COP. TOP CLEAR AZZURRO 09x35* | MWG CAB. TOP SURF CLEAR WHITE BODY - LIGHT BLUE COVER 9X35* | 045 | 210 | 202.74
C0935SWTTS | CAB. MWG SURF BIANCO COP. TOP CLEAR NERO 09x35* | MWG CAB. TOP SURF CLEAR WHITE BODY - BLACK COVER 9X35* | 045 | 210 | 202.74
C0935SWTWL | CAB. MWG SURF BIANCO COP. TOP BIANCO 9x35 LOGIX BAG* | MWG CAB. TOP SURF WHITE BODY - WHITE COVER 9X35 LOGIX BAG* | 045 | 210 | 202.72
C0935SWTWS | CAB. MWG SURF BIANCO COP. TOP BIANCO 9X35* | MWG CAB. TOP SURF WHITE BODY - WHITE COVER 9X35* | 045 | 210 | 202.72
C0935SWTZS | CAB. MWG SURF BIANCO COP. TOP CLEAR BIANCO 09x35* | MWG CAB. TOP SURF CLEAR WHITE BODY - WHITE COVER 9X35* | 045 | 210 | 202.74
C1017EGCDS | CAB. MWG MINI CRYSTAL GRIGIO COP. NERO 10X17* | MWG CAB. MINI CRYSTAL GREY BODY - BLACK COVER 10X17* | 045 | 210 | 137.74
C1017EGXXS | CAB. MWG MINI GRIGIO SENZA COP. 10X17* | MWG CAB. MINI GREY BODY - NO COVER 10X17* | 045 | 210 | 108.88
C1017EWCAS | CAB. MWG MINI CRYSTAL BIANCO COP. AZZURRO 10X17* | MWG CAB. MINI CRYSTAL WHITE BODY - LIGHT BLUE COVER 10X17* | 045 | 210 | 137.74
C1017EWCDS | CAB. MWG MINI CRYSTAL BIANCO COP. NERO 10X17* | MWG CAB. MINI CRYSTAL WHITE BODY - BLACK COVER 10X17* | 045 | 210 | 137.74
C1017EWCWS | CAB. MWG MINI CRYSTAL BIANCO COP. BIANCO 10X17* | MWG CAB. MINI CRYSTAL WHITE BODY - WHITE COVER 10X17* | 045 | 210 | 137.74
C1017EWIQS | CAB. MWG MINI ICEBERG BIANCO COP. AZZURRO CON INSERTO BIANCO 10X17* | MWG CAB. MINI ICEBERG WHITE BODY - LIGHT BLUE/WHITE COVER 10X17* | 045 | 210 | 137.74
C1017EWXXS | CAB. MWG MINI BIANCO SENZA COP. 10X17* | MWG CAB. MINI WHITE BODY - NO COVER 10X17* | 045 | 210 | 108.88
C1017LWSAS | CAB. MWG LINE BIANCO COP. SLIM AZZURRO 10x17* | MWG CAB. SLIM LINE WHITE BODY - LIGHT BLUE COVER 10X17* | 045 | 210 | 127.65
C1017LWSDS | CAB. MWG LINE BIANCO COP. SLIM NERO 10X17* | MWG CAB. SLIM LINE WHITE BODY - BLACK COVER 10X17* | 045 | 210 | 127.65
C1017LWSWS | CAB. MWG LINE BIANCO COP. SLIM BIANCO 10X17* | MWG CAB. SLIM LINE WHITE BODY - WHITE COVER 10X17* | 045 | 210 | 127.65
C1017LWTAL | CAB. MWG LINE BIANCO COP. TOP AZZURRO 10x17 LOGIX BAG* | MWG CAB. TOP LINE WHITE BODY - LIGHT BLUE COVER 10X17 LOGIX BAG* | 045 | 210 | 146.4
C1017LWTAS | CAB. MWG LINE BIANCO COP. TOP AZZURRO 10x17* | MWG CAB. TOP LINE WHITE BODY - LIGHT BLUE COVER 10X17* | 045 | 210 | 146.4
C1017LWTDL | CAB. MWG LINE BIANCO COP. TOP NERO 10x17 LOGIX BAG* | MWG CAB. TOP LINE WHITE BODY - BLACK COVER 10X17 LOGIX BAG* | 045 | 210 | 146.4
C1017LWTDS | CAB. MWG LINE BIANCO COP. TOP NERO 10X17* | MWG CAB. TOP LINE WHITE BODY - BLACK COVER 10X17* | 045 | 210 | 146.4
C1017LWTPS | CAB. MWG LINE BIANCO COP. TOP CLEAR AZZURRO 10x17* | MWG CAB. TOP LINE CLEAR WHITE BODY - LIGHT BLUE COVER 10X17* | 045 | 210 | 146.4
C1017LWTTS | CAB. MWG LINE BIANCO COP. TOP CLEAR NERO 10x17* | MWG CAB. TOP LINE CLEAR WHITE BODY - BLACK COVER 10X17* | 045 | 210 | 146.4
C1017LWTWL | CAB. MWG LINE BIANCO COP. TOP BIANCO 10x17 LOGIX BAG* | MWG CAB. TOP LINE WHITE BODY - WHITE COVER 10X17 LOGIX BAG* | 045 | 210 | 146.4
C1017LWTWS | CAB. MWG LINE BIANCO COP. TOP BIANCO 10X17* | MWG CAB. TOP LINE WHITE BODY - WHITE COVER 10X17* | 045 | 210 | 146.4
C1017LWTZS | CAB. MWG LINE BIANCO COP. TOP CLEAR BIANCO 10x17* | MWG CAB. TOP LINE CLEAR WHITE BODY - WHITE COVER 10X17* | 045 | 210 | 146.4
C1017NGCAS | CAB. MWG NEWMINI CRYSTAL GRIGIO COP. AZZURRO 10x17* | MWG CAB. NEWMINI CRYSTAL GREY BODY - LIGHT BLUE COVER 10X17* | 045 | 210 | 137.74
C1017NGCDS | CAB. MWG NEWMINI CRYSTAL GRIGIO COP. NERO 10X17* | MWG CAB. NEWMINI CRYSTAL GREY BODY - BLACK COVER 10X17* | 045 | 210 | 137.74
C1017NGCWS | CAB. MWG NEWMINI CRYSTAL GRIGIO COP. BIANCO 10X17* | MWG CAB. NEWMINI CRYSTAL GREY BODY - WHITE COVER 10X17* | 045 | 210 | 137.74
C1017NGLDS | CAB. MWG NEWMINI LOGIX GRIGIO COP. NERO 10X17* | MWG CAB. NEWMINI LOGIX GREY BODY - BLACK COVER 10X17* | 045 | 210 | 146.4
C1017NGOAL | CAB. MWG NEWMINI OCEAN GRIGIO COP.AZZURRO 10x17 LOGIX BAG* | MWG CAB. NEWMINI OCEAN GREY BODY - LIGHT BLUE COVER 10X17 LOGIX BAG* | 045 | 210 | 146.36
C1017NGOAS | CAB. MWG NEWMINI OCEAN GRIGIO COP. AZZURRO 10X17* | MWG CAB. NEWMINI OCEAN GREY BODY - LIGHT BLUE COVER 10X17* | 045 | 210 | 146.4
C1017NGODS | CAB. MWG NEWMINI OCEAN GRIGIO COP. NERO 10X17* | MWG CAB. NEWMINI OCEAN GREY BODY - BLACK COVER 10X17* | 045 | 210 | 146.4
C1017NGXXS | CAB. MWG NEWMINI GRIGIO SENZA COP. 10X17* | MWG CAB. NEWMINI GREY BODY - NO COVER 10X17* | 045 | 210 | 108.88
C1017NWCAL | CAB. MWG NEWMINI CRYSTAL BIANCO COP. AZZURRO 10x17 LOGIX BAG* | MWG CAB. NEWMINI CRYSTAL WHITE BODY - LIGHT BLUE COVER 10X17 LOGIX BAG* | 045 | 210 | 137.74
C1017NWCAS | CAB. MWG NEWMINI CRYSTAL BIANCO COP. AZZURRO 10x17* | MWG CAB. NEWMINI CRYSTAL WHITE BODY - LIGHT BLUE COVER 10X17* | 045 | 210 | 137.74
C1017NWCDL | CAB. MWG NEWMINI CRYSTAL BIANCO COP. NERO 10X17 LOGIX BAG* | MWG CAB. NEWMINI CRYSTAL WHITE BODY - BLACK COVER 10X17 LOGIX BAG* | 045 | 210 | 137.74
C1017NWCDS | CAB. MWG NEWMINI CRYSTAL BIANCO COP. NERO 10X17* | MWG CAB. NEWMINI CRYSTAL WHITE BODY - BLACK COVER 10X17* | 045 | 210 | 137.74
C1017NWCWS | CAB. MWG NEWMINI CRYSTAL BIANCO COP. BIANCO 10X17* | MWG CAB. NEWMINI CRYSTAL WHITE BODY - WHITE COVER 10X17* | 045 | 210 | 137.74
C1017NWIQL | CAB. MWG NEWMINI ICEBERG BIANCO COP.AZZURRO- INSERTO BIANCO 10X17 LOGIX BAG* | MWG CAB. NEWMINI ICEBERG WHITE BODY - LIGHT BLUE -INSERT WHITE COVER 10X17 L | 045 | 210 | 137.74
C1017NWIQS | CAB. MWG NEWMINI ICEBERG BIANCO COP. AZZURRO CON INSERTO BIANCO 10x17* | MWG CAB. NEWMINI ICEBERG WHITE BODY - LIGHT BLUE/WHITE COVER 10X17* | 045 | 210 | 137.74
C1017NWIWS | CAB. MWG NEWMINI ICEBERG BIANCO COP. BIANCO 10X17* | MWG CAB. NEWMINI ICEBERG WHITE BODY - WHITE COVER 10X17* | 045 | 210 | 137.74
C1017NWLAL | CAB. MWG NEWMINI LOGIX BIANCO COP. AZZURRO 10X17 LOGIX BAG* | MWG CAB. NEWMINI LOGIX WHITE BODY - LIGHT BLUE COVER 10X17 LOGIX BAG* | 045 | 210 | 146.4
C1017NWLAS | CAB. MWG NEWMINI LOGIX BIANCO COP. AZZURRO 10X17* | MWG CAB. NEWMINI LOGIX WHITE BODY - LIGHT BLUE COVER 10X17* | 045 | 210 | 146.4
C1017NWLDL | CAB. MWG NEWMINI LOGIX BIANCO COP. NERO 10X17 LOGIX BAG* | MWG CAB. NEWMINI LOGIX WHITE BODY - BLACK COVER 10X17 LOGIX BAG* | 045 | 210 | 146.4
C1017NWLDS | CAB. MWG NEWMINI LOGIX BIANCO COP. NERO 10X17* | MWG CAB. NEWMINI LOGIX WHITE BODY - BLACK COVER 10X17* | 045 | 210 | 146.4
C1017NWLWS | CAB. MWG NEWMINI LOGIX BIANCO COP. BIANCO 10X17* | MWG CAB. NEWMINI LOGIX WHITE BODY - WHITE COVER 10X17* | 045 | 210 | 146.4
C1017NWOAS | CAB. MWG NEWMINI OCEAN BIANCO COP. AZZURRO 10X17* | MWG CAB. NEWMINI OCEAN WHITE BODY - LIGHT BLUE COVER 10X17* | 045 | 210 | 146.4
C1017NWODS | CAB. MWG NEWMINI OCEAN BIANCO COP. NERO 10X17* | MWG CAB. NEWMINI OCEAN WHITE BODY - BLACK COVER 10X17* | 045 | 210 | 146.4
C1017NWOWS | CAB. MWG NEWMINI OCEAN BIANCO COP. BIANCO 10X17* | MWG CAB. NEWMINI OCEAN WHITE BODY - WHITE COVER 10X17* | 045 | 210 | 146.4
C1017NWPAS | CAB. MWG NEWMINI OCEAN BIANCO COP.AZZURRO 10X17 COP. SALE INTERO* | MWG CAB. NEWMINI OCEAN WHITE BODY - LIGHT BLUE COVER 10X17 FULL SALT COVER* | 045 | 210 | 146.4
C1017NWXXS | CAB. MWG NEWMINI BIANCO SENZA COP. 10X17* | MWG CAB. NEWMINI WHITE BODY - NO COVER 10X17* | 045 | 210 | 108.88
C1017SWSAS | CAB. MWG SURF BIANCO COP. SLIM AZZURRO 10x17* | MWG CAB. SLIM SURF WHITE BODY - LIGHT BLUE COVER 10X17* | 045 | 210 | 127.65
C1017SWSDS | CAB. MWG SURF BIANCO COP. SLIM NERO 10X17* | MWG CAB. SLIM SURF WHITE BODY - BLACK COVER 10X17* | 045 | 210 | 127.65
C1017SWSWS | CAB. MWG SURF BIANCO COP. SLIM BIANCO 10X17* | MWG CAB. SLIM SURF WHITE BODY - WHITE COVER 10X17* | 045 | 210 | 127.65
C1017SWTAL | CAB. MWG SURF BIANCO COP. TOP AZZURRO 10x17 LOGIX BAG* | MWG CAB. TOP SURF WHITE BODY - LIGHT BLUE COVER 10X17 LOGIX BAG* | 045 | 210 | 146.4
C1017SWTAS | CAB. MWG SURF BIANCO COP. TOP AZZURRO 10x17* | MWG CAB. TOP SURF WHITE BODY - LIGHT BLUE COVER 10X17* | 045 | 210 | 146.4
C1017SWTDL | CAB. MWG SURF BIANCO COP. TOP NERO 10x17 LOGIX BAG* | MWG CAB. TOP SURF WHITE BODY - BLACK COVER 10X17 LOGIX BAG* | 045 | 210 | 146.4
C1017SWTDS | CAB. MWG SURF BIANCO COP. TOP NERO 10X17* | MWG CAB. TOP SURF WHITE BODY - BLACK COVER 10X17* | 045 | 210 | 146.4
C1017SWTPS | CAB. MWG SURF BIANCO COP. TOP CLEAR AZZURRO 10x17* | MWG CAB. TOP SURF CLEAR WHITE BODY - LIGHT BLUE COVER 10X17* | 045 | 210 | 146.4
C1017SWTTS | CAB. MWG SURF BIANCO COP. TOP CLEAR NERO 10x17* | MWG CAB. TOP SURF CLEAR WHITE BODY - BLACK COVER 10X17* | 045 | 210 | 146.4
C1017SWTWL | CAB. MWG SURF BIANCO COP. TOP BIANCO 10x17 LOGIX BAG* | MWG CAB. TOP SURF WHITE BODY - WHITE COVER 10X17 LOGIX BAG* | 045 | 210 | 146.4
C1017SWTWS | CAB. MWG SURF BIANCO COP. TOP BIANCO 10X17* | MWG CAB. TOP SURF WHITE BODY - WHITE COVER 10X17* | 045 | 210 | 146.4
C1017SWTZS | CAB. MWG SURF BIANCO COP. TOP CLEAR BIANCO 10x17* | MWG CAB. TOP SURF CLEAR WHITE BODY - WHITE COVER 10X17* | 045 | 210 | 146.4
C1024LWSAS | CAB. MWG LINE BIANCO COP. SLIM AZZURRO 10x24* | MWG CAB. SLIM LINE WHITE BODY - LIGHT BLUE COVER 10X24* | 045 | 210 | 157.7
C1024LWSDS | CAB. MWG LINE BIANCO COP. SLIM NERO 10X24* | MWG CAB. SLIM LINE WHITE BODY - BLACK COVER 10X24* | 045 | 210 | 157.7
C1024LWSWS | CAB. MWG LINE BIANCO COP. SLIM BIANCO 10X24* | MWG CAB. SLIM LINE WHITE BODY - WHITE COVER 10X24* | 045 | 210 | 157.7
C1024LWTAL | CAB. MWG LINE BIANCO COP. TOP AZZURRO 10x24 LOGIX BAG* | MWG CAB. TOP LINE WHITE BODY - LIGHT BLUE COVER 10X24 LOGIX BAG* | 045 | 210 | 176.47
C1024LWTAS | CAB. MWG LINE BIANCO COP. TOP AZZURRO 10x24* | MWG CAB. TOP LINE WHITE BODY - LIGHT BLUE COVER 10X24* | 045 | 210 | 176.47
C1024LWTDL | CAB. MWG LINE BIANCO COP. TOP NERO 10x24 LOGIX BAG* | MWG CAB. TOP LINE WHITE BODY - BLACK COVER 10X24 LOGIX BAG* | 045 | 210 | 176.47
C1024LWTDS | CAB. MWG LINE BIANCO COP. TOP NERO 10X24* | MWG CAB. TOP LINE WHITE BODY - BLACK COVER 10X24* | 045 | 210 | 176.47
C1024LWTPS | CAB. MWG LINE BIANCO COP. TOP CLEAR AZZURRO 10X24* | MWG CAB. TOP LINE CLEAR WHITE BODY - LIGHT BLUE COVER 10X24* | 045 | 210 | 176.47
C1024LWTTS | CAB. MWG LINE BIANCO COP. TOP CLEAR NERO 10x24* | MWG CAB. TOP LINE CLEAR WHITE BODY - BLACK COVER 10X24* | 045 | 210 | 176.47
C1024LWTWL | CAB. MWG LINE BIANCO COP. TOP BIANCO 10x24 LOGIX BAG* | MWG CAB. TOP LINE WHITE BODY - WHITE COVER 10X24 LOGIX BAG* | 045 | 210 | 176.47
C1024LWTWS | CAB. MWG LINE BIANCO COP. TOP BIANCO 10X24* | MWG CAB. TOP LINE WHITE BODY - WHITE COVER 10X24* | 045 | 210 | 176.47
C1024LWTZS | CAB. MWG LINE BIANCO COP. TOP CLEAR BIANCO 10x24* | MWG CAB. TOP LINE CLEAR WHITE BODY - WHITE COVER 10X24* | 045 | 210 | 176.47
C1024SWSAS | CAB. MWG SURF BIANCO COP. SLIM AZZURRO 10x24* | MWG CAB. SLIM SURF WHITE BODY - LIGHT BLUE COVER 10X24* | 045 | 210 | 157.7
C1024SWSDS | CAB. MWG SURF BIANCO COP. SLIM NERO 10X24* | MWG CAB. SLIM SURF WHITE BODY - BLACK COVER 10X24* | 045 | 210 | 157.7
C1024SWSWS | CAB. MWG SURF BIANCO COP. SLIM BIANCO 10X24* | MWG CAB. SLIM SURF WHITE BODY - WHITE COVER 10X24* | 045 | 210 | 157.7
C1024SWTAL | CAB. MWG SURF BIANCO COP. TOP AZZURRO 10x24 LOGIX BAG* | MWG CAB. TOP SURF WHITE BODY - LIGHT BLUE COVER 10X24 LOGIX BAG* | 045 | 210 | 176.47
C1024SWTAS | CAB. MWG SURF BIANCO COP. TOP AZZURRO 10x24* | MWG CAB. TOP SURF WHITE BODY - LIGHT BLUE COVER 10X24* | 045 | 210 | 176.47
C1024SWTDL | CAB. MWG SURF BIANCO COP. TOP NERO 10x24 LOGIX BAG* | MWG CAB. TOP SURF WHITE BODY - BLACK COVER 10X24 LOGIX BAG* | 045 | 210 | 176.47
C1024SWTDS | CAB. MWG SURF BIANCO COP. TOP NERO 10X24* | MWG CAB. TOP SURF WHITE BODY - BLACK COVER 10X24* | 045 | 210 | 176.47
C1024SWTPS | CAB. MWG SURF BIANCO COP. TOP CLEAR AZZURRO 10x24* | MWG CAB. TOP SURF CLEAR WHITE BODY - LIGHT BLUE COVER 10X24* | 045 | 210 | 176.47
C1024SWTTS | CAB. MWG SURF BIANCO COP. TOP CLEAR NERO 10x24* | MWG CAB. TOP SURF CLEAR WHITE BODY - BLACK COVER 10X24* | 045 | 210 | 176.47
C1024SWTWL | CAB. MWG SURF BIANCO COP. TOP BIANCO 10x24 LOGIX BAG* | MWG CAB. TOP SURF WHITE BODY - WHITE COVER 10X24 LOGIX BAG* | 045 | 210 | 176.47
C1024SWTWS | CAB. MWG SURF BIANCO COP. TOP BIANCO 10X24* | MWG CAB. TOP SURF WHITE BODY - WHITE COVER 10X24* | 045 | 210 | 176.47
C1024SWTZS | CAB. MWG SURF BIANCO COP. TOP CLEAR BIANCO 10x24* | MWG CAB. TOP SURF CLEAR WHITE BODY - WHITE COVER 10X24* | 045 | 210 | 176.47
C1030NGCAS | CAB. MWG NEWMIDI CRYSTAL GRIGIO COP. AZZURRO 10x30* | MWG CAB. NEWMIDI CRYSTAL GREY BODY - LIGHT BLUE COVER 10X30* | 045 | 210 | 177.48
C1030NGCDS | CAB. MWG NEWMIDI CRYSTAL GRIGIO COP. NERO 10X30* | MWG CAB. NEWMIDI CRYSTAL GREY BODY - BLACK COVER 10X30* | 045 | 210 | 177.48
C1030NGLDS | CAB. MWG NEWMIDI LOGIX GRIGIO COP. NERO 10X30* | MWG CAB. NEWMIDI LOGIX GREY BODY - BLACK COVER 10X30* | 045 | 210 | 186.15
C1030NGODS | CAB. MWG NEWMIDI OCEAN GRIGIO COP. NERO 10X30* | MWG CAB. NEWMIDI OCEAN GREY BODY - BLACK COVER 10X30* | 045 | 210 | 186.15
C1030NGXXS | CAB. MWG NEWMIDI GRIGIO SENZA COP. 10X30* | MWG CAB. NEWMIDI GREY BODY - NO COVER 10X30* | 045 | 210 | 148.63
C1030NWCAL | CAB. MWG NEWMIDI CRYSTAL BIANCO COP. AZZURRO 10x30 LOGIX BAG* | MWG CAB. NEWMIDI CRYSTAL WHITE BODY - LIGHT BLUE COVER 10X30 LOGIX BAG* | 045 | 210 | 177.48
C1030NWCAS | CAB. MWG NEWMIDI CRYSTAL BIANCO COP. AZZURRO 10x30* | MWG CAB. NEWMIDI CRYSTAL WHITE BODY - LIGHT BLUE COVER 10X30* | 045 | 210 | 177.48
C1030NWCDS | CAB. MWG NEWMIDI CRYSTAL BIANCO COP. NERO 10X30* | MWG CAB. NEWMIDI CRYSTAL WHITE BODY - BLACK COVER 10X30* | 045 | 210 | 177.48
C1030NWCWS | CAB. MWG NEWMIDI CRYSTAL BIANCO COP. BIANCO 10X30* | MWG CAB. NEWMIDI CRYSTAL WHITE BODY - WHITE COVER 10X30* | 045 | 210 | 177.48
C1030NWIQL | CAB. MWG NEWMIDI ICEBERG BIANCO COP.AZZURRO- INSERTO BIANCO 10X30 LOGIX BAG* | MWG CAB. NEWMIDI ICEBERG WHITE BODY - LIGHT BLUE- WHITE INSERT COVER 10X30 L | 045 | 210 | 177.48
C1030NWIQS | CAB. MWG NEWMIDI ICEBERG BIANCO COP. AZZURRO CON INSERTO BIANCO 10x30* | MWG CAB. NEWMIDI ICEBERG WHITE BODY - LIGHT BLUE/WHITE COVER 10X30* | 045 | 210 | 177.48
C1030NWIWS | CAB. MWG NEWMIDI ICEBERG BIANCO COP. BIANCO 10X30* | MWG CAB. NEWMIDI ICEBERG WHITE BODY - WHITE COVER 10X30* | 045 | 210 | 177.48
C1030NWLAL | CAB. MWG NEWMIDI LOGIX BIANCO COP. AZZURRO 10X30 LOGIX BAG* | MWG CAB. NEWMIDI LOGIX WHITE BODY - LIGHT BLUE COVER 10X30 LOGIX BAG* | 045 | 210 | 186.15
C1030NWLAS | CAB. MWG NEWMIDI LOGIX BIANCO COP. AZZURRO 10X30* | MWG CAB. NEWMIDI LOGIX WHITE BODY - LIGHT BLUE COVER 10X30* | 045 | 210 | 186.15
C1030NWLDS | CAB. MWG NEWMIDI LOGIX BIANCO COP. NERO 10X30* | MWG CAB. NEWMIDI LOGIX WHITE BODY - BLACK COVER 10X30* | 045 | 210 | 186.15
C1030NWLWS | CAB. MWG NEWMIDI LOGIX BIANCO COP. BIANCO 10X30* | MWG CAB. NEWMIDI LOGIX WHITE BODY - WHITE COVER 10X30* | 045 | 210 | 186.15
C1030NWOAS | CAB. MWG NEWMIDI OCEAN BIANCO COP. AZZURRO 10X30* | MWG CAB. NEWMIDI OCEAN WHITE BODY - LIGHT BLUE COVER 10X30* | 045 | 210 | 186.15
C1030NWODS | CAB. MWG NEWMIDI OCEAN BIANCO COP. NERO 10X30* | MWG CAB. NEWMIDI OCEAN WHITE BODY - BLACK COVER 10X30* | 045 | 210 | 186.15
C1030NWOWS | CAB. MWG NEWMIDI OCEAN BIANCO COP. BIANCO 10X30* | MWG CAB. NEWMIDI OCEAN WHITE BODY - WHITE COVER 10X30* | 045 | 210 | 186.15
C1030NWXXS | CAB. MWG NEWMIDI BIANCO SENZA COP. 10X30* | MWG CAB. NEWMIDI WHITE BODY - NO COVER 10X30* | 045 | 210 | 148.63
C1035AWJAX | CAB. MWG JOKER BIANCO COP. AZZURRO 10X35* | MWG CAB. JOKER WHITE BODY - LIGHT BLUE COVER 10X35* | 045 | 210 | 131.89
C1035AWJDX | CAB. MWG JOKER BIANCO COP. NERO 10X35* | MWG CAB. JOKER WHITE BODY - BLACK COVER 10X35* | 045 | 210 | 131.89
C1035AWJWX | CAB. MWG JOKER BIANCO COP. BIANCO 10X35* | MWG CAB. JOKER WHITE BODY - WHITE COVER 10X35* | 045 | 210 | 131.89
C1035EGCAS | CAB. MWG MAXI CRYSTAL GRIGIO COP. AZZURRO 10X35* | MWG CAB. MAXI CRYSTAL GREY BODY - LIGHT BLUE COVER 10X35* | 045 | 210 | 204.07
C1035EGCDS | CAB. MWG MAXI CRYSTAL GRIGIO COP. NERO 10X35* | MWG CAB. MAXI CRYSTAL GREY BODY - BLACK COVER 10X35* | 045 | 210 | 204.07
C1035EWCAS | CAB. MWG MAXI CRYSTAL BIANCO COP. AZZURRO 10X35* | MWG CAB. MAXI CRYSTAL WHITE BODY - LIGHT BLUE COVER 10X35* | 045 | 210 | 204.07
C1035EWCDL | CAB. MWG MAXI CRYSTAL BIANCO COP. NERO 10X35 LOGIX BAG* | MWG CAB. MAXI CRYSTAL WHITE BODY - BLACK COVER 10X35 LOGIX BAG* | 045 | 210 | 204.07
C1035EWCDS | CAB. MWG MAXI CRYSTAL BIANCO COP. NERO 10X35* | MWG CAB. MAXI CRYSTAL WHITE BODY - BLACK COVER 10X35* | 045 | 210 | 204.07
C1035EWCWL | CAB. MWG MAXI CRYSTAL BIANCO COP. BIANCO 10X35 LOGIX BAG* | MWG CAB. MAXI CRYSTAL WHITE BODY - WHITE COVER 10X35 LOGIX BAG* | 045 | 210 | 204.07
C1035EWCWS | CAB. MWG MAXI CRYSTAL BIANCO COP. BIANCO 10X35* | MWG CAB. MAXI CRYSTAL WHITE BODY - WHITE COVER 10X35* | 045 | 210 | 204.07
C1035EWIQS | CAB. MWG MAXI ICEBERG BIANCO COP. AZZURRO CON INSERTO BIANCO 10X35* | MWG CAB. MAXI ICEBERG WHITE BODY - LIGHT BLUE/WHITE COVER 10X35* | 045 | 210 | 204.07
C1035EWXXS | CAB. MWG MAXI BIANCO SENZA COP. 10X35* | MWG CAB. MAXI WHITE BODY - NO COVER 10X35* | 045 | 210 | 175.22
C1035LWSAS | CAB. MWG LINE BIANCO COP. SLIM AZZURRO 10x35* | MWG CAB. SLIM LINE WHITE BODY - LIGHT BLUE COVER 10X35* | 045 | 210 | 193.99
C1035LWSDS | CAB. MWG LINE BIANCO COP. SLIM NERO 10X35* | MWG CAB. SLIM LINE WHITE BODY - BLACK COVER 10X35* | 045 | 210 | 193.99
C1035LWSWS | CAB. MWG LINE BIANCO COP. SLIM BIANCO 10X35* | MWG CAB. SLIM LINE WHITE BODY - WHITE COVER 10X35* | 045 | 210 | 193.99
C1035LWTAL | CAB. MWG LINE BIANCO COP. TOP AZZURRO 10x35 LOGIX BAG* | MWG CAB. TOP LINE WHITE BODY - LIGHT BLUE COVER 10X35 LOGIX BAG* | 045 | 210 | 212.76
C1035LWTAS | CAB. MWG LINE BIANCO COP. TOP AZZURRO 10x35* | MWG CAB. TOP LINE WHITE BODY - LIGHT BLUE COVER 10X35* | 045 | 210 | 212.76
C1035LWTDL | CAB. MWG LINE BIANCO COP. TOP NERO 10x35 LOGIX BAG* | MWG CAB. TOP LINE WHITE BODY - BLACK COVER 10X35 LOGIX BAG* | 045 | 210 | 212.76
C1035LWTDS | CAB. MWG LINE BIANCO COP. TOP NERO 10X35* | MWG CAB. TOP LINE WHITE BODY - BLACK COVER 10X35* | 045 | 210 | 212.76
C1035LWTPS | CAB. MWG LINE BIANCO COP. TOP CLEAR AZZURRO 10X35* | MWG CAB. TOP LINE CLEAR WHITE BODY - LIGHT BLUE COVER 10X35* | 045 | 210 | 212.76
C1035LWTTS | CAB. MWG LINE BIANCO COP. TOP CLEAR NERO 10x35* | MWG CAB. TOP LINE CLEAR WHITE BODY - BLACK COVER 10X35* | 045 | 210 | 212.76
C1035LWTWL | CAB. MWG LINE BIANCO COP. TOP BIANCO 10x35 LOGIX BAG* | MWG CAB. TOP LINE WHITE BODY - WHITE COVER 10X35 LOGIX BAG* | 045 | 210 | 212.76
C1035LWTWS | CAB. MWG LINE BIANCO COP. TOP BIANCO 10X35* | MWG CAB. TOP LINE WHITE BODY - WHITE COVER 10X35* | 045 | 210 | 212.76
C1035LWTZS | CAB. MWG LINE BIANCO COP. TOP CLEAR BIANCO 10x35* | MWG CAB. TOP LINE CLEAR WHITE BODY - WHITE COVER 10X35* | 045 | 210 | 212.76
C1035NGCAS | CAB. MWG NEWMAXI CRYSTAL GRIGIO COP. AZZURRO 10x35* | MWG CAB. NEWMAXI CRYSTAL GREY BODY - LIGHT BLUE COVER 10X35* | 045 | 210 | 204.07
C1035NGCDS | CAB. MWG NEWMAXI CRYSTAL GRIGIO COP. NERO 10X35* | MWG CAB. NEWMAXI CRYSTAL GREY BODY - BLACK COVER 10X35* | 045 | 210 | 204.07
C1035NGLDS | CAB. MWG NEWMAXI LOGIX GRIGIO COP. NERO 10X35* | MWG CAB. NEWMAXI LOGIX GREY BODY - BLACK COVER 10X35* | 045 | 210 | 212.76
C1035NGOAS | CAB. MWG NEWMAXI OCEAN GRIGIO COP. AZZURRO 10X35* | MWG CAB. NEWMAXI OCEAN GREY BODY - LIGHT BLU COVER 10X35* | 045 | 210 | 212.76
C1035NGODS | CAB. MWG NEWMAXI OCEAN GRIGIO COP. NERO 10X35* | MWG CAB. NEWMAXI OCEAN GREY BODY - BLACK COVER 10X35* | 045 | 210 | 212.76
C1035NGXXS | CAB. MWG NEWMAXI GRIGIO SENZA COP. 10X35* | MWG CAB. NEWMAXI GREY BODY - NO COVER 10X35* | 045 | 210 | 175.22
C1035NWCAL | CAB. MWG NEWMAXI CRYSTAL BIANCO COP. AZZURRO 10x35 LOGIX BAG* | MWG CAB. NEWMAXI CRYSTAL WHITE BODY - LIGHT BLUE COVER 10X35 LOGIX BAG* | 045 | 210 | 204.07
C1035NWCAS | CAB. MWG NEWMAXI CRYSTAL BIANCO COP. AZZURRO 10x35* | MWG CAB. NEWMAXI CRYSTAL WHITE BODY - LIGHT BLUE COVER 10X35* | 045 | 210 | 204.07
C1035NWCDL | CAB. MWG NEWMAXI CRYSTAL BIANCO COP. NERO 10X35 LOGIX BAG* | MWG CAB. NEWMAXI CRYSTAL WHITE BODY - BLACK COVER 10X35 LOGIX BAG* | 045 | 210 | 204.07
C1035NWCDS | CAB. MWG NEWMAXI CRYSTAL BIANCO COP. NERO 10X35* | MWG CAB. NEWMAXI CRYSTAL WHITE BODY - BLACK COVER 10X35* | 045 | 210 | 204.07
C1035NWCWS | CAB. MWG NEWMAXI CRYSTAL BIANCO COP. BIANCO 10X35* | MWG CAB. NEWMAXI CRYSTAL WHITE BODY - WHITE COVER 10X35* | 045 | 210 | 204.07
C1035NWIQL | CAB. MWG NEWMAXI ICEBERG BIANCO COP.AZZURRO- INSERTO BIANCO 10X35 LOGIX BAG* | MWG CAB. NEWMAXI ICEBERG WHITE BODY - LIGHT BLUE- WHITE INSERT COVER 10X35 L | 045 | 210 | 204.07
C1035NWIQS | CAB. MWG NEWMAXI ICEBERG BIANCO COP. AZZURRO CON INSERTO BIANCO 10x35* | MWG CAB. NEWMAXI ICEBERG WHITE BODY - LIGHT BLUE/WHITE COVER 10X35* | 045 | 210 | 204.07
C1035NWIWS | CAB. MWG NEWMAXI ICEBERG BIANCO COP. BIANCO 10X35* | MWG CAB. NEWMAXI ICEBERG WHITE BODY - WHITE COVER 10X35* | 045 | 210 | 204.07
C1035NWLAL | CAB. MWG NEWMAXI LOGIX BIANCO COP. AZZURRO 10X35 LOGIX BAG* | MWG CAB. NEWMAXI LOGIX WHITE BODY - LIGHT BLUE COVER 10X35 LOGIX BAG* | 045 | 210 | 212.76
C1035NWLAS | CAB. MWG NEWMAXI LOGIX BIANCO COP. AZZURRO 10X35* | MWG CAB. NEWMAXI LOGIX WHITE BODY - LIGHT BLUE COVER 10X35* | 045 | 210 | 212.76
C1035NWLDL | CAB. MWG NEWMAXI LOGIX BIANCO COP. NERO 10X35 LOGIX BAG* | MWG CAB. NEWMAXI LOGIX WHITE BODY - BLACK COVER 10X35 LOGIX BAG* | 045 | 210 | 212.76
C1035NWLDS | CAB. MWG NEWMAXI LOGIX BIANCO COP. NERO 10X35* | MWG CAB. NEWMAXI LOGIX WHITE BODY - BLACK COVER 10X35* | 045 | 210 | 212.76
C1035NWLWS | CAB. MWG NEWMAXI LOGIX BIANCO COP. BIANCO 10X35* | MWG CAB. NEWMAXI LOGIX WHITE BODY - WHITE COVER 10X35* | 045 | 210 | 212.76
C1035NWOAL | CAB. MWG NEWMAXI OCEAN BIANCO COP. AZZURRO 10X35 LOGIX BAG* | MWG CAB. NEWMAXI OCEAN WHITE BODY - LIGHT BLUE COVER 10X35 LOGIX BAG* | 045 | 210 | 212.76
C1035NWOAS | CAB. MWG NEWMAXI OCEAN BIANCO COP. AZZURRO 10X35* | MWG CAB. NEWMAXI OCEAN WHITE BODY - LIGHT BLUE COVER 10X35* | 045 | 210 | 212.76
C1035NWODS | CAB. MWG NEWMAXI OCEAN BIANCO COP. NERO 10X35* | MWG CAB. NEWMAXI OCEAN WHITE BODY - BLACK COVER 10X35* | 045 | 210 | 212.76
C1035NWOWS | CAB. MWG NEWMAXI OCEAN BIANCO COP. BIANCO 10X35* | MWG CAB. NEWMAXI OCEAN WHITE BODY - WHITE COVER 10X35* | 045 | 210 | 212.76
C1035NWPAS | CAB. MWG NEWMAXI OCEAN BIANCO COP. AZZURRO 10X35 COP. SALE INTERO* | MWG CAB. NEWMAXI OCEAN WHITE BODY - LIGHT BLUE COVER 10X35 FULL SALT COVER* | 045 | 210 | 212.76
C1035NWXXS | CAB. MWG NEWMAXI BIANCO SENZA COP. 10X35* | MWG CAB. NEWMAXI WHITE BODY - NO COVER 10X35* | 045 | 210 | 175.22
C1035SGSDS | CAB. MWG SURF GRIGIO COP. SLIM NERO 10X35* | MWG CAB. SLIM SURF GREY BODY - BLACK COVER 10X35* | 045 | 210 | 193.99
C1035SWSAS | CAB. MWG SURF BIANCO COP. SLIM AZZURRO 10x35* | MWG CAB. SLIM SURF WHITE BODY - LIGHT BLUE COVER 10X35* | 045 | 210 | 193.99
C1035SWSDS | CAB. MWG SURF BIANCO COP. SLIM NERO 10X35* | MWG CAB. SLIM SURF WHITE BODY - BLACK COVER 10X35* | 045 | 210 | 193.99
C1035SWSWS | CAB. MWG SURF BIANCO COP. SLIM BIANCO 10X35* | MWG CAB. SLIM SURF WHITE BODY - WHITE COVER 10X35* | 045 | 210 | 193.99
C1035SWTAL | CAB. MWG SURF BIANCO COP. TOP AZZURRO 10x35 LOGIX BAG* | MWG CAB. TOP SURF WHITE BODY - LIGHT BLUE COVER 10X35 LOGIX BAG* | 045 | 210 | 212.76
C1035SWTAS | CAB. MWG SURF BIANCO COP. TOP AZZURRO 10x35* | MWG CAB. TOP SURF WHITE BODY - LIGHT BLUE COVER 10X35* | 045 | 210 | 212.76
C1035SWTDL | CAB. MWG SURF BIANCO COP. TOP NERO 10x35 LOGIX BAG* | MWG CAB. TOP SURF WHITE BODY - BLACK COVER 10X35 LOGIX BAG* | 045 | 210 | 212.76
C1035SWTDS | CAB. MWG SURF BIANCO COP. TOP NERO 10X35* | MWG CAB. TOP SURF WHITE BODY - BLACK COVER 10X35* | 045 | 210 | 212.76
C1035SWTPS | CAB. MWG SURF BIANCO COP. TOP CLEAR AZZURRO 10x35* | MWG CAB. TOP SURF CLEAR WHITE BODY - LIGHT BLUE COVER 10X35* | 045 | 210 | 212.76
C1035SWTTS | CAB. MWG SURF BIANCO COP. TOP CLEAR NERO 10x35* | MWG CAB. TOP SURF CLEAR WHITE BODY - BLACK COVER 10X35* | 045 | 210 | 212.76
C1035SWTWL | CAB. MWG SURF BIANCO COP. TOP BIANCO 10x35 LOGIX BAG* | MWG CAB. TOP SURF WHITE BODY - WHITE COVER 10X35 LOGIX BAG* | 045 | 210 | 212.76
C1035SWTWS | CAB. MWG SURF BIANCO COP. TOP BIANCO 10X35* | MWG CAB. TOP SURF WHITE BODY - WHITE COVER 10X35* | 045 | 210 | 212.76
C1035SWTZS | CAB. MWG SURF BIANCO COP. TOP CLEAR BIANCO 10x35* | MWG CAB. TOP SURF CLEAR WHITE BODY - WHITE COVER 10X35* | 045 | 210 | 212.76
CA201E | MAGNUM 1.5" 298/742 16" (6 GPM) HWB SYMBOL 12/230V 50HZ EURO PLUG | MAGNUM 1.5" 298/742 16" (6 GPM) HWB SYMBOL 12/230V 50HZ EURO PLUG | 020 | 080 | 1156.55
CA205E | MAGNUM 1.5" 298/742 30" (20 GPM) HWB SYMBOL 12/230V 50HZ EURO PLUG | MAGNUM 1.5" 298/742 30" (20 GPM) HWB SYMBOL 12/230V 50HZ EURO PLUG | 020 | 080 | 1156.55
CA215E | MAGNUM 1.5" 298/742 30" (20 GPM) NHB SYMBOL 12/230V 50HZ EURO PLUG | MAGNUM 1.5" 298/742 30" (20 GPM) NHB SYMBOL 12/230V 50HZ EURO PLUG | 020 | 080 | 1228.13
CA221E | MAGNUM 1.5" 298/762 16" (6 GPM) HWB SYMBOL 12/230V 50HZ EURO PLUG | MAGNUM 1.5" 298/762 16" (6 GPM) HWB SYMBOL 12/230V 50HZ EURO PLUG | 020 | 080 | 1570.55
CA222E | MAGNUM 1.5" 298/762 18" (8 GPM) HWB SYMBOL 12/230V 50HZ EURO PLUG | MAGNUM 1.5" 298/762 18" (8 GPM) HWB SYMBOL 12/230V 50HZ EURO PLUG | 020 | 080 | 1570.56
CA236E | MAGNUM 1.5" 298/762 36" (30 GPM) NHB SYMBOL 12/230V 50HZ EURO PLUG | MAGNUM 1.5" 298/762 36" (30 GPM) NHB SYMBOL 12/230V 50HZ EURO PLUG | 020 | 080 | 1664.19
CA240E | MAGNUM 1.5" 293/742F (5 GPM) UWB SYMBOL 12/230V 50HZ EURO PLUG | MAGNUM 1.5" 293/742F (5 GPM) UWB SYMBOL 12/230V 50HZ EURO PLUG | 020 | 080 | 1156.55
CA241E | MAGNUM 1.5" 293/742F (5 GPM) NUB SYMBOL 12/230V 50HZ EURO PLUG | MAGNUM 1.5" 293/742F (5 GPM) NUB SYMBOL 12/230V 50HZ EURO PLUG | 020 | 080 | 1228.13
CB202E | MAGNUM IT 2" 298/742 18" (8 GPM) HWB SYMBOL 12/230V 50HZ EURO PLUG | MAGNUM IT 2" 298/742 18" (8 GPM) HWB SYMBOL 12/230V 50HZ EURO PLUG | 020 | 081 | 1262.77
CB221E | MAGNUM IT 2" 298/762 16" (6 GPM) HWB SYMBOL 12/230V 50HZ EURO PLUG | MAGNUM IT 2" 298/762 16" (6 GPM) HWB SYMBOL 12/230V 50HZ EURO PLUG | 020 | 081 | 1700.22
CB222E | MAGNUM IT 2" 298/762 18" (8 GPM) HWB SYMBOL 12/230V 50HZ EURO PLUG | MAGNUM IT 2" 298/762 18" (8 GPM) HWB SYMBOL 12/230V 50HZ EURO PLUG | 020 | 081 | 1700.22
CB223E | MAGNUM IT 2" 298/762 21" (10 GPM) HWB SYMBOL 12/230V 50HZ EURO PLUG | MAGNUM IT 2" 298/762 21" (10 GPM) HWB SYMBOL 12/230V 50HZ EURO PLUG | 020 | 081 | 1700.22
CB224E | MAGNUM IT 2" 298/762 24" (14 GPM) HWB SYMBOL 12/230V 50HZ EURO PLUG | MAGNUM IT 2" 298/762 24" (14 GPM) HWB SYMBOL 12/230V 50HZ EURO PLUG | 020 | 081 | 1650.68
CB226E | MAGNUM IT 2" 298/762 36" (30 GPM) HWB SYMBOL 12/230V 50HZ EURO PLUG | MAGNUM IT 2" 298/762 36" (30 GPM) HWB SYMBOL 12/230V 50HZ EURO PLUG | 020 | 081 | 1700.22
CB234E | MAGNUM IT 2" 298/762 24" (14 GPM) NHB SYMBOL 12/230V 50HZ EURO PLUG | MAGNUM IT 2" 298/762 24" (14 GPM) NHB SYMBOL 12/230V 50HZ EURO PLUG | 020 | 081 | 1794
CB236E | MAGNUM IT 2" 298/762 36" (30 GPM) NHB SYMBOL 12/230V 50HZ EURO PLUG | MAGNUM IT 2" 298/762 36" (30 GPM) NHB SYMBOL 12/230V 50HZ EURO PLUG | 020 | 081 | 1794
CB240E | MAGNUM IT 2" 293/742F (5 GPM) UWB SYMBOL 12/230V 50HZ EURO PLUG | MAGNUM IT 2" 293/742F (5 GPM) UWB SYMBOL 12/230V 50HZ EURO PLUG | 020 | 081 | 1262.83
CB241E | MAGNUM IT 2" 293/742F (5 GPM) NUB SYMBOL 12/230V 50HZ EURO PLUG | MAGNUM IT 2" 293/742F (5 GPM) NUB SYMBOL 12/230V 50HZ EURO PLUG | 020 | 081 | 1357.93
CB245E | MAGNUM IT 2" 293/762F (5 GPM )NUB SYMBOL 12/230V 50HZ EURO PLUG | MAGNUM IT 2" 293/762F (5 GPM )NUB SYMBOL 12/230V 50HZ EURO PLUG | 020 | 081 | 1793.98
CB250E | MAGNUM 298 2" MIT-TWS-764-14" (5 GPM) NHB SYMBOL 12/230V 50HZ EURO PLUG | MAGNUM 298 2" MIT-TWS-764-14" (5 GPM) NHB SYMBOL 12/230V 50HZ EURO PLUG | 020 | 081 | 3543.05
CB251E | MAGNUM 298 2" MIT-TWS-764-16" (6 GPM) NHB SYMBOL 12/230V 50HZ EURO PLUG | MAGNUM 298 2" MIT-TWS-764-16" (6 GPM) NHB SYMBOL 12/230V 50HZ EURO PLUG | 020 | 081 | 3560.62
CB252E | MAGNUM 298 2" MIT-TWS-764-18" (8 GPM) NHB SYMBOL 12/230V 50HZ EURO PLUG | MAGNUM 298 2" MIT-TWS-764-18" (8 GPM) NHB SYMBOL 12/230V 50HZ EURO PLUG | 020 | 081 | 3560.62
CB253E | MAGNUM 298 2" MIT-TWS-764-21" (10 GPM) NHB SYMBOL 12/230V 50HZ EURO PLUG | MAGNUM 298 2" MIT-TWS-764-21" (10 GPM) NHB SYMBOL 12/230V 50HZ EURO PLUG | 020 | 081 | 3456.74
CB254E | MAGNUM 298 2" MIT-TWS-764-24" (14 GPM) NHB SYMBOL 12/230V 50HZ EURO PLUG | MAGNUM 298 2" MIT-TWS-764-24" (14 GPM) NHB SYMBOL 12/230V 50HZ EURO PLUG | 020 | 081 | 3560.62
CB255E | MAGNUM 298 2" MIT-TWS-764-30" (20 GPM) NHB SYMBOL 12/230V 50HZ EURO PLUG | MAGNUM 298 2" MIT-TWS-764-30" (20 GPM) NHB SYMBOL 12/230V 50HZ EURO PLUG | 020 | 081 | 3560.42
CB256E | MAGNUM 298 2" MIT-TWS-764-36" (30 GPM) NHB SYMBOL 12/230V 50HZ EURO PLUG | MAGNUM 298 2" MIT-TWS-764-36" (30 GPM) NHB SYMBOL 12/230V 50HZ EURO PLUG | 020 | 081 | 3560.62
CB266E | MAGNUM 298 2" MIT-SN-764-36" (30 GPM) NHB SYMBOL 12/230V 50HZ EURO PLUG | MAGNUM 298 2" MIT-SN-764-36" (30 GPM) NHB SYMBOL 12/230V 50HZ EURO PLUG | 020 | 081 | 1818.81
CC049 | VITE FILETTATA PER ADATTATORE MAGNUM AISI 304 | THREADED SCREW FOR AISI 304 MAHìGNUM ADAPTER | 020 | 082 | 1.49
CC050 | DIFF. SUPERIORE D=48,3 MM | UPPER SCREEN D=48,3 MM | 020 | 082 | 86.67
CC051 | DIFF. DI FONDO CILINDRICO L=150MM A INCOLLAGGIO PER TUBO D=48,3MM | CYLINDRICAL LOWER DIFFUSER L=150MM TO GLUE FOR TUBE D=48,3MM | 020 | 082 | 86.67
CC052 | TUBO PVC D=48,3 MM (D EST.=48,35MM - D INT.=42,3MM +0/-0,3) L=2000MM | PVC TUBE D=48,3 MM (D OUT.=48,35MM - D IN.=42,3MM +0/-0,3) L=2000MM | 020 | 082 | 15.78
CC059 | TUBO PVC 3/4" OD L=1200MM + VALV. ASPIRAZ. SALE 484* | PVC TUBE 3/4" OD L=1200MM + 484 BRINE VALVE* | 020 | 082 | 165.93
CC061 | TUBO PVC 3/4" OD (D EST.=26,6MM - D INT.=23MM +0/-0,3) L=1200MM | PVC TUBE 3/4" OD (D OUT.=26,6MM - D IN.=23MM +0/-0,3) L=1200MM | 020 | 082 | 5.31
CC063 | AIR-CHECK 494 | AIR-CHECK 494 | 020 | 082 | 65.71
CC064M | TUBO PVC 3/4" OD L=1200MM + AIR-CHECK CC063 | PVC TUBE 3/4" OD L=1200MM + AIR-CHECK CC063 | 010 | 062 | 62.47
CC065 | VALV. ASPIRAZ. SALE 484 | 484 BRINE VALVE | 020 | 082 | 157.45
CC066 | GOMITO PVC-U 3/4" F A INCOLLAGGIO - 3/4" F FILETTATO | ELBOW PVC-U 3/4" F TO GLUE - 3/4" F THREADED | 020 | 082 | 4.95
CC080 | KIT RACCORDI MAGNUM CV 1.1/2" BSPT ACCIAIO | MAGNUM 1,5" STAINLESS STEEL ADAPTER KIT BSPT | 020 | 082 | 88.5
CC081 | KIT RACCORDI MAGNUM CV 1,5" D.50 MM. PVC | MAGNUM 1.5" PVC D.50 MM ADAPTER KIT | 020 | 082 | 54.11
CC082 | KIT RACCORDI MAGNUM CV PLUS 2" BSPT IN ACCIAIO | MAGNUM 2" STAINLESS STEEL ADAPTER KIT BSPT | 020 | 082 | 117.53
CC083 | KIT RACCORDI MAGNUM CV PLUS D.63 MM PVC | MAGNUM 2" PVC D.63 MM ADAPTER KIT | 020 | 082 | 88.53
CC084 | ADATTATORE MAGNUM MONTAGGIO LATERALE IN PVC 2" BSPT FEMMINA | SIDE MOUNT ADAPTER PVC 2" BSPT FEMALE | 020 | 082 | 231.5
CC084A | ADATTATORE MAGNUM MONTAGGIO LATERALE IN PVC D.63 INCOLLAGGIO MASCHIO | MAGNUM SIDE MOUNT ADAPTER PVC D.63 MALE TO GLUE | 020 | 082 | 281.78
CC085 | BOCCHETTONE D.25 NPT 3/4" PVC-U | UNION D.25 NPT 3/4" PVC-U | 020 | 082 | 19.75
CC086 | RACCORDO PORTAGOMMA D.25PVC-U AD INCOLLAGGIO | HOSE CONNECTION D.25 PVC-U TO GLUE | 020 | 082 | 3.25
CC101 | REGOLATORE DI FLUSSO 05 GPM | FLOW CONTROL DISK 05 GPM | 020 | 082 | 48.92
CC102 | REGOLATORE DI FLUSSO 06 GPM | FLOW CONTROL DISK 06 GPM | 020 | 082 | 48.92
CC103 | REGOLATORE DI FLUSSO 08 GPM | FLOW CONTROL DISK 08 GPM | 020 | 082 | 48.92
CC104 | REGOLATORE DI FLUSSO 10 GPM | FLOW CONTROL DISK 10 GPM | 020 | 082 | 48.92
CC105 | REGOLATORE DI FLUSSO 13 GPM | FLOW CONTROL DISK 13 GPM | 020 | 082 | 48.92
CC106 | REGOLATORE DI FLUSSO 15 GPM | FLOW CONTROL DISK 15 GPM | 020 | 082 | 48.92
CC107 | REGOLATORE DI FLUSSO 20 GPM | FLOW CONTROL DISK 20 GPM | 020 | 082 | 48.92
CC108 | REGOLATORE DI FLUSSO 22 GPM | FLOW CONTROL DISK 22 GPM | 020 | 082 | 48.92
CC110 | REGOLATORE DI FLUSSO 30 GPM | FLOW CONTROL DISK 30 GPM | 020 | 082 | 48.92
CC111 | REGOLATORE DI FLUSSO 35 GPM | FLOW CONTROL DISK 35 GPM | 020 | 082 | 48.92
CC112 | REGOLATORE DI FLUSSO 40 GPM | FLOW CONTROL DISK 40 GPM | 020 | 082 | 48.92
CC114 | REGOLATORE DI FLUSSO 14 GPM | FLOW CONTROL DISK 14 GPM | 020 | 082 | 48.92
CC119 | KIT N.1 MICRO SWITCH 0.1 AMPERE P/N 3109468 | KIT N.1 MICRO SWITCH 0.1 AMPERE P/N 3109468 | 020 | 082 | 57.95
CC120 | KIT N.1 MICRO SWITCH 5.0 AMPERE P/N 3019469 | KIT N. 1 MICRO SWITCH 5.0 AMPERE P/N 3019469 | 020 | 082 | 29.1
CC124 | KIT N.3 MICRO SWITCH 5,0 AMPERE P/N 3019467 | KIT N. 3 MICRO SWITCH 5,0 AMPERE P/N 3019467 | 020 | 082 | 73.99
CC130 | PRESA PRESSIONE ESTERNA PER COMANDO IDRAULICO | EXTERNAL PILOT FEED ADAPTER | 020 | 082 | 85.82
CC135 | GRUPPO MISCELA IN GHISA/OTTONE 1"1/4 - PN10 | MIXING ASSEMBLY CAST IRON/BRASS 1"1/4 - PN10 | 020 | 082 | 311.55
CC136 | GRUPPO MISCELA IN GHISA/OTTONE 2" - PN10 | MIXING ASSEMBLY CAST IRON/BRASS 2 - PN10 | 020 | 082 | 464.99
CC137 | VALVOLA DI BILANCIAMENTO HYDROCONTROL VTR DN20-3/4" PN25 | BALANCING VALVE HYDROCONTROL VTR DN20-3/4" PN25 | 020 | 082 | 97.84
CD020 | KIT VALVOLE A DISCO PER MAGNUM | VALVE DISCS KIT FOR MAGNUM | 020 | 083 | 51.16
CD067 | INSERTO TURBINA 2" IT | INSERT CORNER 2" | 020 | 083 | 5.07
CD068 | KIT CARTUCCIA TURBINA IT 2" P/N 1232965 | ASSEMBLY TURBINE IT 2" P/N 1232965 | 020 | 083 | 95.9
CD069 | CORPO CONTATORE TURBINA 2" | 2" FLOW METER BODY | 020 | 083 | 316.1
CD073 | CONTATORE TURBINA 2"RACC.PVC D.63 MM | 2" FLOW METER W/ 63 MM METRIC CPVC ADAPTER | 020 | 083 | 573.25
CD080 | SUPPORTO REGOLATORE RINVIO ACQUA | REFILL CONTROL CAGE | 020 | 083 | 12.77
CD081 | REG.RINVIO SALAMOIA 0.7 GPM PER BOMBOLA 14" | BRINE REFIL CONTROLLER 0.7 GPM FOR PRESSURE VESSEL 14" | 020 | 083 | 16.33
CD082 | REG.RINVIO SALAMOIA 0.8 GPM PER BOMBOLA 16" | BRINE REFIL CONTROLLER 0.8 GPM FOR PRESSURE VESSEL 16" | 020 | 083 | 16.33
CD083 | REG.RINVIO SALAMOIA 1.0 GPM PER BOMBOLA 18" | BRINE REFIL COMTROLLES 1.0 GPM FOR PRESSURE VESSEL 18" | 020 | 083 | 16.33
CD084 | REG.RINVIO SALAMOIA 1.4 GPM PER BOMBOLA 21" | BRINE REFIL CONTROLLER 1.4 GPM FOR PRESSURE VESSEL 21" | 020 | 083 | 16.33
CD085 | REG.RINVIO SALAMOIA 2.0 GPM PER BOMBOLA 24" | BRINE REFIL CONTROLLER 2.0 GPM FOR PRESSURE VESSEL 24" | 020 | 083 | 16.33
CD086 | REG.RINVIO SALAMOIA 3.0 GPM PER BOMBOLA 30" | BRINE REFIL CONTROLLER 3.0 GPM FOR PRESSURE VESSEL 30" | 020 | 083 | 16.33
CD087 | REG.RINVIO SALAMOIA 5.0 GPM PER BOMBOLA 36" | BRINE REFIL CONTROLLER 5.0 GPM FOR PRESSURE VESSEL 36" | 020 | 083 | 16.33
CD088 | ASSIEME INIETTORE SENZA INIETTORE P/N 1040677 | INJECTOR ASSEMBLY W/O INJECTOR | 020 | 083 | 23.31
CD089 | ASSIEME REG. RINVIO SALAMOIA P/N 1040687 | REFILL CONTROL ASSEMBLY W/O REFILL CONTROL | 020 | 083 | 32.81
CD090 | FILTRO INIETTORE P/N 1000322 | INJECTOR SCREEN P/N 1000332 | 020 | 083 | 10.93
CD091 | INIETTORE 0.5 GPM PER BOMBOLA 14" | INJECTOR 0.5 GPM FOR PRESSURE VESSEL 14" | 020 | 083 | 30.86
CD092 | INIETTORE 0.5 GPM PER BOMBOLA 16" | INJECTOR 0.5 GPM FOR PRESSURE VESSEL 16" | 020 | 083 | 30.86
CD093 | INIETTORE 0.6 GPM PER BOMBOLA 18" | INJECTOR 0.6 GPM FOR PRESSURE VESSEL 18" | 020 | 083 | 30.86
CD094 | INIETTORE 0.9 GPM PER BOMBOLA 21" | INJECTOR 0.9 GPM FOR PRESSURE VESSEL 21" | 020 | 083 | 30.86
CD095 | INIETTORE 1.4 GPM PER BOMBOLA 24" | INJECTOR 1.4 GPM FOR PRESSURE VESSEL 24" | 020 | 083 | 30.86
CD096 | INIETTORE 2.0 GPM PER BOMBOLA 30" | INJECTOR 2.0 GPM FOR PRESSURE VESSEL 30" | 020 | 083 | 30.86
CD097 | INIETTORE 3.3 GPM PER BOMBOLA 36" | INJECTOR 3.3 GPM FOR PRESSURE VESSEL 36" | 020 | 083 | 30.86
CD097A | INIETTORE 4.2 GPM PER BOMBOLA 42" | INJECTOR 4.2 GPM FOR PRESSURE VESSEL 42" | 020 | 083 | 30.86
CD098 | INIETTORE CHIUSO PER FILTRO | BLANK INJECTOR | 020 | 083 | 30.86
CD099 | TAPPO INIETTORE | PLUG FOR INJECTOR, REFILL AND PRESSURE REGULATOR PORTS | 020 | 083 | 10.93
CD100 | CAVALLOTTO FISSAGGIO ALBERO A CAMME | PILLOW BLOCK CAP | 020 | 083 | 3.67
CD101 | GOMMINO FLOW CONTROL 05 GPM BLUE | FLOW CONTROL INSERT 05 GPM BLUE | 020 | 083 | 2.92
CD102 | GOMMINO FLOW CONTROL 06 GPM ROSSO | FLOW CONTROL INSERT 06 GPM RED | 020 | 083 | 66.17
CD103 | GOMMINO FLOW CONTROL 07 GPM MARRONE CHIARO | FLOW CONTROL INSERT 07 GPM LIGHT BROWN | 020 | 083 | 66.17
CD104 | GOMMINO FLOW CONTROL 08 GPM VERDE | FLOW CONTROL INSERT 08 GPM GREEN | 020 | 083 | 66.17
CD105 | GOMMINO FLOW CONTROL 09 GPM BEIGE MARCATO BIANCO | FLOW CONTROL INSERT 09 GPM LIGHT BROWN WHITE MARKED | 020 | 083 | 66.17
CD106 | GOMMINO FLOW CONTROL 10 GPM ROSSO MATTONE | FLOW CONTROL INSERT 10 GPM BRICK RED | 020 | 083 | 66.17
CD107 | GOMMINO FLOW CONTROL CHIUSO NERO | BLANK FLOW CONTROL INSERT BLACK | 020 | 083 | 66.17
CD108 | DISCO FLOW CONTROL CON O-RING | FLOW CONTROL DISC WITH O-RING | 020 | 083 | 40.66
CD109 | VITE LUNGA VALVOLA MAGNUM | MAGNUM VALVE LONG SCREW | 020 | 083 | 0.68
CD110 | VITE INOX 12-24 UNC Lg 45 MM CON RONDELLA P/BN 4001250 (1/16) | S.S SCREW 12-24 UNC Lg 45 MM W/WASHER P/N 4001250 (1/16) | 020 | 083 | 1.35
CD111 | ASSY CARTUCCIA VALV.DI SCARICO E BLOCCO BY-PASS | DRAIN VALVE/NO HARD WATER BYPASS VALVE CARTRIDGE | 020 | 083 | 137.31
CD112 | ASSY CARTUCCIA VALV.DI RISCIACQUO | RINSE VALVE CARTRIDGE | 020 | 083 | 191.43
CD113 | ASSY CARTUCCIA VALV.DI INGRESSO | INLET VALVE CARTRIDGE | 020 | 083 | 191.43
CD114 | CALOTTA BY-PASS ACQUA DURA | HARD WATER BYPASS CAP | 020 | 083 | 37.73
CD115 | KIT O RING VALVOLE DI TENUTA P/N 1040689 | O-RING KIT P/N 1040689 | 020 | 083 | 8.78
CD116 | KIT O-RING PER CALOTTA BY-PASS P/N 1040690 | O-RING KIT FOR HARD WATER BYPASS CAP P/N 1040690 | 020 | 083 | 9.14
CD118 | O RING # 6 P/N 1010157 | O RING # 6 P/N 1010157 | 020 | 083 | 1.51
CD119 | O RING # 7 P/N 1010158 | O RING # 7 P/N 1010158 | 020 | 083 | 1.51
CD120 | O RING # 8 P/N 3030497 | O RING # 8 P/N 3030497 | 020 | 083 | 3.4
CD124 | O RING # 9 P/N 3030531 | O RING # 9 P/N 3030531 | 020 | 083 | 1.03
CD125 | ALBERO A CAM 3-5 CICLI MAGNUM LOGIX SIMPLEX | 3-5 CYCLES MAGNUM LOGIX SIMPLEX CAMSHAFT | 020 | 083 | 133.67
CD126 | ALBERO A CAM 3-5 CICLI MAGNUM LOGIX TWIN P/N 1001751 | 3-5 CYCLES MAGNUM LOGIX TWIN CAMSHAFT P/N 1001751 | 020 | 083 | 133.67
CD128 | INGRANAGGIO PRIMARIO P/N 1262672 | IDLE GEAR LOGIX MAGNUM CONTROL | 020 | 083 | 76.53
CD131 | CAVO TURBINA LOGIX LG=0.8 M | TURBINE CABLE LOGIX LG=0.8 M | 020 | 083 | 62
CD132 | CAVO TURBINA LOGIX LG=3 M | TURBINE CABLE LOGIX LG=3 M | 020 | 083 | 68.64
CD135 | BOCCOLA FISSAGGIO TIMER P/N 3030921 | BUSHING LOGIX MOUNT | 020 | 083 | 1.34
CD136 | VITE P/N 3030001 | NUT P/N 3030001 | 020 | 083 | 1.34
CD139 | INGRANAGGIO SECONDARIO P/N 1262581 | DRIVE GEAR LOGIX MAGNUM CONTROL | 020 | 083 | 76.53
CD140 | COPERCHIO ALBERO A CAM | CAMSHAFT COVER | 020 | 083 | 14.41
CD141 | PIASTRA PER MAGNUM P/N 1000339 | MAGNUM PLATE P/N 1000339 | 020 | 083 | 24.21
CD142 | PILOT FLAPPER VALVE P/N 1000328 | PILOT FLAPPER VALVE P/N 1000328 | 020 | 083 | 5.45
CD143 | BRINE FLAPPER VALVE P/N 1000391 | BRINE FLAPFOR VALVE P/N 1000391 | 020 | 083 | 18.86
CD144 | CHECK VALVE PILOTA INTERNO | INTERNAL CHECK VALVE | 020 | 083 | 11.85
CD151 | GHIERA IN NORYL RINFORZATO PER ATTACCO 1.1/2" | 1.5" NORYL ADAPTER NUT | 020 | 083 | 5.35
CD152 | GHIERA IN ACCIAIO ZINCATO PER ATTACCO 2" | 2" SS ADAPTER NUT | 020 | 083 | 45.65
CD153 | CODULO 1.1/2" BSPT INOX AISI 316 | 1.5" SS BSPT ADAPTER | 020 | 083 | 32.29
CD154 | CODULO 2" BSPT INOX AISI 316 | 2" SS BSPT ADAPTER | 020 | 083 | 48.99
CD158 | O-RING PER ATTACCO 1.1/2" E TUBO 48.3 MM | 1.5" ADAPTER & 48.3 MM TUBE O-RING | 020 | 083 | 3.82
CD159 | O-RING PER ATTACCO 2" | 2" ADAPTER O-RING | 020 | 083 | 5.35
CD161 | O-RING ATTACCO BOMBOLA 4" | 4" TANK ADAPTER O-RING | 020 | 083 | 7.57
CD162 | GUARNIZIONE PIANA PER CONTATORE 2" | GASKET FOR 2" TURBINE | 020 | 083 | 7.17
CD163 | CODOLO 1"1/2 BSPT FEMMINA MAT. AVP ZINCATO | 1.5" BSPT FEMALE ADAPTER AVP GALVANIZED | 020 | 083 | 32.3
CD164 | CODOLO 1"1/4 BSPT FEMMINA MAT. AVP ZINCATO | 1.1/4" BSPT FEMALE ADAPTER AVP GALVANIZED | 020 | 083 | 45.52
CD172 | ADATTATORE MAGNUM NORYL 6" FLANGIATO | NORYL 6" FLANGED MAGNUM ADAPTER | 020 | 083 | 116.44
CD173 | CLAMP AISI 304 P/N 3024785 | CLAMP AISI 304 P/N 3024785 | 020 | 083 | 124.32
CD174 | O RING CLAMP P/N 3026486 | O RING CLAMP P/N 3026486 | 020 | 083 | 16.6
CD180 | KIT GOMMINI REGOLAZIONE FLOW CONTROL* | DLFC INSERTS KIT* | 020 | 083 | 25.97
CF011 | DIFF. DI FONDO CILINDRICO L=98MM A INCOLLAGGIO PER TUBO D=41,8MM | CYLINDRICAL LOWER DIFFUSER L=98MM TO GLUE FOR TUBE D=41,8MM | 020 | 087 | 46.75
CF012 | TUBO PVC D=41,8 MM (D EST.=42MM - D INT.=36MM +0/-0,3) L=2000MM | PVC TUBE D=41,8 MM (D OUT.=42MM - D IN.=36MM +0/-0,3) L=2000MM | 020 | 087 | 13.45
CF014 | DIFF. DI FONDO CILINDRICO L=98MM A INCOLLAGGIO PER TUBO D=48,3MM | CYLINDRICAL LOWER DIFFUSER L=98MM TO GLUE FOR TUBE D=48,3MM | 020 | 087 | 46.75
CF050 | TUBO PVC D=50 MM (D EST.=50MM - D INT.=43,96MM +0/-0,3) L=2000MM | PVC TUBE D=50 MM (D OUT.=50MM - D IN.=43,96MM +0/-0,3) L=2000MM | 022 | 970 | 18.61
CF063 | TUBO PVC D=63 MM (D EST.=63MM - D INT.=56,96MM +0/-0,3) L=2000MM | PVC TUBE D=63 MM (D OUT.=63MM - D IN.=56,96MM +0/-0,3) L=2000MM | 022 | 970 | 25.44
DC005 | EPDM BRINE SEAL 2.5" CSM | EPDM BRINE SEAL 2.5" CSM | 030 | 160 | 4.18
DD003 | EPDM BRINE SEAL 4" CSM | EPDM BRINE SEAL 4" CSM | 030 | 165 | 7.95
DD004 | ABS FEMALE INTERCONNECTOR CSM 2.5" & 4" WITH O-RING - WHITE COLOR | ABS FEMALE INTERCONNECTOR CSM 2.5" & 4" WITH O-RING - WHITE COLOR | 030 | 165 | 23.82
DE006 | CLIP MWG SINGOLA 3" | MWG SINGLE CLIP 3" | 030 | 175 | 1.57
DE007 | VESSEL MEMBRANA 3012 IN P.P. | MEMBRANE VESSEL 3012 IN P.P. | 030 | 175 | 28.05
DE010 | VESSEL MEMBRANA 1812 IN P.P. | MEMBRANE VESSEL 1812 IN P.P. | 030 | 175 | 6.19
DE019 | VITE DOPPIA 1/4"NPT LUNGHEZZA 38 MM | DOUBLE SCREW 1/4" NPTL=38 MM | 030 | 175 | 0.86
DE028 | CARTUCCIA MWG IN-LINE CARBONE ATTIVO 10" x 2" | MWG IN-LINE ACTIVATED CARBON CARTRIDGE 10" x 2" | 030 | 175 | 7.25
DE028B | CARTUCCIA IN-LINECARBONE ATTIVO 10"X2" SENZA ETICHETTA | IN LINE ACTIVATED CARBON CARTRIDGE 10"X2" W/O LABEL | 030 | 175 | 6.67
DE029 | CARTUCCIA MWG IN-LINE SEDIMENTI 10" x 2" | MWG IN-LINE SEDIMENT CARTRIDGE 10" x 2" | 030 | 175 | 9.89
DE030 | CARTUCCIA MWG IN-LINE CARBONE ATTIVO 11" x 2.1/2" | MWG IN-LINE ACTIVATED CARBON CARTRIDGE 11" x 2.1/2" | 030 | 175 | 11.51
DE031 | CARTUCCIA MWG IN-LINE SEDIMENTI 11" x 2.1/2" | MWG IN-LINE SEDIMENT CARTRIDGE 11" x 2.1/2" | 030 | 175 | 14.29
DE032 | SERBATOIO STOCCAGGIO RO IN PP/ACCIAIO 12 LT. | PP/SS R.O STORAGE TANK 12 LT. | 030 | 175 | 75.34
DE033 | CLIP MWG SINGOLA 2" | MWG SINGLE CLIP 2" | 030 | 175 | 0.46
DE034 | CLIP MWG SINGOLA 2.5" | MWG SINGLE CLIP 2.5" | 030 | 175 | 0.38
DE035 | CLIP MWG DOPPIA 2" x 2.5" | MWG DOUBLE CLIPS 2" x 2.5" | 030 | 175 | 0.54
DE036 | CLIP MWG DOPPIA 2.1/2"x2.1/2" | MWG DOUBLE CLIPS 2.1/2"x2.1/2" | 030 | 175 | 0.79
DE037 | RUBINETTO A LAVELLO LONG-REACH 1/4" TUBO | LONG REACH FAUCET 1/4" TUBE | 030 | 175 | 29.29
DE038 | VALVOLA SHUT-OFF 1/4" TUBO | SHUT-OFF VALVE 1/4" TUBE | 030 | 175 | 5.9
DE039 | RACCORDO DI PRESA ACQUA CON VALVOLA 1/2" MFx1/4 TUBO | NEEDLE VALVE 1/2" MF X 1/4 TUBE | 030 | 175 | 10.85
DE039A | RACCORDO DI PRESA ACQUA CON VALVOLA 3/8" M/F x 1/4" TUBO | NEEDLE VALVE 3/8" M/F x1/4" TUBE | 030 | 175 | 11.57
DE040 | PRESA A STAFFA DI SCARICO 1/4" TUBO | DRAIN CLAMP 1/4" TUBE | 030 | 175 | 2.5
DE041 | RACCORDO DI PRESA ACQUA 1/4" TUBO | NEEDLE VALVE 1/4" TUBE | 030 | 175 | 7.3
DE042 | PRESA ACQUA A DEVIATORE 1/4" TUBO | DIVERTER VALVE W/SWIVEL COLLAR 1/4" TUBE | 030 | 175 | 13.26
DE043 | ADATTATORE 15/16" X 55/64" | ADAPTER 15/16" x 55/64" | 030 | 175 | 2.11
DE048 | CHECK-VALVE S.S. 1/8" NPT | CHECK-VALVE S.S. 1/8" NPT | 030 | 175 | 4.86
DE049 | PRESA A STAFFA DI SCARICO 1/4" F NPT | DRAIN CLAMP 1/4" FEMALE NPT | 030 | 175 | 3.57
DE050 | RACCORDO DI PRESA ACQUA CON VALV. 1/2" MF X 3/8 TUBO | NEEDLE VALVE 1/2" MF X 3/8 TUBE | 030 | 175 | 13.47
DE050A | RACCORDO DI PRESA ACQUA CON VALV. 1/2" MF X 5/16" TUBO | NEEDLE VALVE 1/2" MF X 5/16"TUBE | 030 | 175 | 14.02
DE051 | SERBATOIO STOCCAGGIO RO IN PLASTICA 16 LT. | PLASTIC R.O STORAGE TANK 16 LT. | 030 | 175 | 89.17
DE052 | VALVOLA A SFERA A GOMITO 1/4" F NPT x 1/4" TUBO | ELBOWED BALL VALVE 1/4" F NPTx1/4" TUBE | 030 | 175 | 5.91
DE057 | INSERTO PER TUBO FLESSIBILE 3/8" | 3/8" INDRT FOR FLEXIBLE TUBE | 030 | 175 | 0.47
DE059 | INSERTO PLASTICA PER TUBO 1/4" | PLASTIC INSERT FOR 1/4" TUBE | 030 | 175 | 0.38
DE060 | RACCORDO GOMITO 1/8" NPT x 1/4" TUBO | ELBOW FITTING 1/8" NPT x 1/4" TUBE | 030 | 175 | 1.33
DE061 | RACCORDO GOMITO 1/4" NPT x 1/4" TUBO | ELBOW FITTING 1/4" NPT x 1/4" TUBE | 030 | 175 | 1.44
DE062 | RACCORDO GOMITO 1/8"FNPT x 1/4" TUBO | ELBOW FITTING1/8"FNPT x 1/4" TUBE | 030 | 175 | 1.66
DE063 | RACCORDO DIRITTO 1/8"NPT x 1/4"TUBO | STRAIGHT FITTING 1/8"NPT x 1/4"TUBE | 030 | 175 | 1.22
DE064 | RACCORDO DIRITTO 1/4"NPT x 1/4"TUBO | STRAIGHT FITTING 1/4"NPT x 1/4"TUBE | 030 | 175 | 1.33
DE065 | RACCORDO TE 1/4"NPT LATERALE x 1/4" TUBO | TEES FITTING 1/4" NPT LATERAL X1/4" TUBE | 030 | 175 | 1.73
DE066 | RACCORDO TE 1/4"NPT CENTRALE x 1/4" TUBO | TEES FITTING 1/4" NPT CENTRAL X1/4" TUBE | 030 | 175 | 1.64
DE067 | RACCORDO TE INTERMEDIO 1/4" TUBO | TEES FITTING 1/4" TUBE | 030 | 175 | 2
DE068 | RACCORDO DIRITTO 1/4" F NPT X1/4" TUBO | STRAIGHT FITTING 1/4" F NPT X1/4" TUBE | 030 | 175 | 2.18
DE069 | RACCORDO DIRITTO 3/8" NPT X1/4" TUBO | STRAIGHT FITTING 3/8" NPT X1/4" TUBE | 030 | 175 | 2.19
DE070 | RACCORDO GOMITO 3/8" NPT X 1/4"TUBO | ELBOW FITTING 3/8" NPT X 1/4"TUBE | 030 | 175 | 2.7
DE076 | PROLUNGA IN OTTONE PER RUBINETTO 1/4" x 3" | BRASS EXTENSION 1/4" X 3" FOR FAUCET | 030 | 175 | 5.78
DE077 | MANOMETRO D.25 0-10 KG/CM2 1/8" | MANOMETER D.25 0-10 KG/CM2 1/8" | 030 | 175 | 12.86
DE078 | RACCORDO A 3 VIE PER MANOMETRO 1/8 F X 1/8 M X 1/4 TUBO | 3-WAYS FITTING FOR MANOMETER 1/8 F X 1/8 M X 1/4 TUBO | 030 | 175 | 3.9
DE079 | GOMITO 1/8"X1/4" TUBO CON INSERTO CHECK VALVE ACCIAIO | ELBOW 1/8"X1/4" TUBE W/STAINLESS STEEL CHECK VALVE | 030 | 175 | 8.43
DE081 | TUBO PE NEUTRO 1/4" - ROTOLO 100 MT. | PE TUBE CLEAR 1/4" - ROLL 100 MT. | 030 | 175 | 56.26
DE082 | TUBO PVC BIANCO 1/4" - ROTOLO 50 MT. | PVC TUBE WHITE 1/4" - ROLL 50 MT. | 030 | 175 | 33.27
DE083 | TUBO PE BLU 1/4" - ROTOLO 50 MT. | PE TUBE BLUE 1/4" - ROLL 50 MT. | 030 | 175 | 24.43
DE084 | TUBO PE NERO 1/4" ROTOLO 50 MT. | PE TUBE BLACK 1/4" ROLL 50 MT. | 030 | 175 | 24.43
DE086 | TUBO PE ROSSO 1/4" - ROTOLO 50 MT. | PE TUBE RED 1/4" - ROLL 50 MT. | 030 | 175 | 31.09
DE096 | SERBATOIO STOCCAGGIO RO IN ACCIAIO 41 LT. | S.S. RO STORAGE TANK 41 LT. | 030 | 175 | 218.04
DE097 | SERBATOIO STOCCAGGIO R.O. IN ACCIAIO 75 LT. | S.S. RO STORAGE TANK 75 LT. | 030 | 175 | 330.75
DE100 | GRUPPO COMPATTO R.O. | R.O. COMPACT GROUP | 030 | 175 | 189.51
DE101 | MEMBRANA 50 GPD GRUPPO COMPATTO | MEMBRANE 50 GPD FOR DE100 | 030 | 175 | 102.62
DE102A | CARTUCCIA PREFILTRO SEDIMENT/CARBON BLOCK GRUPPO COMPATTO | PREFILTER CARTRIDGE SEDIMENT/CARBON BLOCK FOR EMPTY COMPACT R.O. ASEMBLY | 030 | 175 | 28.35
DE103 | CARTUCCIA GAC POSTFILTRO GRUPPO COMPATTO | GAC POSTFILETR CARTRIDGE FOR EMPTY COMPACT R.O. ASSEMBLY | 030 | 175 | 23.94
DE105 | IN LINE FLOW RESTRICTOR 150 MLM - 1/4" TUBO | IN LINE FLOW RESTRICTOR 150 MLM - 1/4" TUBE | 030 | 175 | 8.44
DE106 | IN LINE FLOW RESTRICTOR 300 MLM - 1/4" TUBO | IN LINE FLOW RESTRICTOR 300 MLM - 1/4" TUBE | 030 | 175 | 8.43
DE107 | IN LINE FLOW RESTRICTOR 400 MLM - 1/4" TUBO | IN LINE FLOW RESTRICTOR 400 MLM - 1/4" TUBE | 030 | 175 | 8.44
DE108 | IN LINE FLOW RESTRICTOR 550 MLM - 1/4" TUBO | IN LINE FLOW RESTRICTOR 550 MLM - 1/4" TUBE | 030 | 175 | 8.4
DE109 | IN LINE FLOW RESTRICTOR 600 MLM - 1/4" TUBO | IN LINE FLOW RESTRICTOR 600 MLM - 1/4" TUBE | 030 | 175 | 8.46
DE110 | IN LINE FLOW RESTRICTOR 800 MLM - 1/4" TUBO | IN LINE FLOW RESTRICTOR 800 MLM - 1/4" TUBE | 030 | 175 | 8.43
DE116 | RUBINETTO A LAVELLO QUARTER - TURN 1/4" TUBO | QUARTER - TURN FAUCET 1/4" TUBE | 030 | 175 | 41.77
DE122 | FLOW RESTRICTOR LINEAR TYPE - LG.200 MM | FLOW RESTRICTOR LINEAR TYPE - LG.200 MM | 030 | 175 | 1.63
DE123 | FLOW RESTRICTOR JACO 1/4" UNION* | FLOW RESTRICTOR JACO 1/4" UNION* | 030 | 175 | 5.87
DE124 | INSERTO FLOW RESTRICTOR FRT-14P | FLOW RESTRICTOR FRT-14P INSERT | 030 | 175 | 0.86
DE125 | TUBO CAPILLARE ROTOLO 25 MT | CAPILLARY TUBE ROLL 25 MT | 030 | 175 | 74.24
DE139 | PRESSOSTATO PSH | PRESSURE SWITCH PSH | 030 | 175 | 8.64
DE422 | HEAD SEAL P/N 10450 | GAC POSTFILTER CARTRIDGE FOR EMPTY COMPACT R.O ASSEMBLY | 030 | 180 | 4.58
DE651 | 4" P.V. END PORT SEAL P/N 10186 | 4" P.V. END PORT SEAL P/N 10186 | 030 | 180 | 1.78
DE658 | 4" P.V. PWT SEAL P/N 10187 | 4" P.V. PWT SEAL P/N 10187 | 030 | 180 | 1.04
DE801A | POMPA MWG A PALETTE RO 600 MAXI IN AISI CON BYPASS 1/2" GAS | MWG ROTARY PUMP RO 600 MAXI AISI W/BY PASS 1/2" GAS | 030 | 170 | 270.62
DE802A | POMPA MWG A PALETTE RO 800 MAXI IN AISI CON BYPASS 1/2" GAS | MWG ROTARY PUMP RO 800 MAXI AISI W/BY PASS 1/2" GAS | 030 | 170 | 270.62
DE803A | POMPA MWG A PALETTE RO 1000 MAXI IN AISI CON BYPASS 1/2" GAS | MWG ROTARY PUMP RO 1000 MAXI AISI W/BY PASS 1/2" GAS | 030 | 170 | 270.62
DE804A | POMPA MWG A PALETTE RO 50 IN OTTONE CON BY-PASS 3/8" GAS | MWG ROTARY PUMP RO 50 BRASS WITH BYPASS 3/8" GAS | 030 | 170 | 98
DE805A | POMPA MWG A PALETTE RO 150 IN OTTONE CON BY PASS 3/8" GAS | MWG ROTARY PUMP RO 150 BRASS WITH BYPASS 3/8" GAS | 030 | 170 | 98
DE806A | POMPA MWG A PALETTE RO 200 IN OTTONE CON BY-PASS 3/8" GAS | MWG ROTARY PUMP RO 200 BRASS WITH BYPASS 3/8" GAS | 030 | 170 | 98
DE807A | POMPA MWG A PALETTE RO 300 IN OTTONE CON BY-PASS 3/8" GAS | MWG ROTARY PUMP RO 300 BRASS WITH BYPASS 3/8" GAS | 030 | 170 | 98
DE808A | POMPA MWG A PALETTE RO 400 IN OTTONE CON BY-PASS 3/8" GAS | MWG ROTARY PUMP RO 400 BRASS WITH BYPASS 3/8" GAS | 030 | 170 | 98
DE809A | POMPA MWG A PALETTE RO 600 IN OTTONE CON BY PASS 1/2" GAS | MWG ROTARY PUMP RO 600 BRASS WITH BYPASS 1/2" GAS | 030 | 170 | 188.47
DE810A | POMPA MWG A PALETTE RO 800 IN OTTONE CON BY PASS 1/2" GAS | MWG ROTARY PUMP RO 800 BRASS WITH BYPASS 1/2" GAS | 030 | 170 | 188.47
DE811A | POMPA MWG A PALETTE RO 200 IN OTTONE 3/8" GAS | MWG ROTARY PUMP RO 200 BRASS 3/8" GAS | 030 | 170 | 96.09
DE812A | POMPA MWG A PALETTE RO 300 IN OTTONE 3/8" GAS | MWG ROTARY PUMP RO 300 BRASS 3/8" GAS | 030 | 170 | 96.09
DE813A | POMPA MWG A PALETTE RO 400 IN OTTONE 3/8" GAS | MWG ROTARY PUMP RO 400 BRASS 3/8" GAS | 030 | 170 | 96.09
DE814A | POMPA MWG A PALETTA RO 1000 IN OTTONE BY PASS 1/2" GAS | MWG ROTARY PUMP RO 1000 BRASS WITH BYPASS 1/2" GAS | 030 | 170 | 188.47
DE817A | POMPA MWG A PALETTE RO 600 IN OTTONE 1/2" GAS | MWG ROTARY PUMP RO 600 BRASS 1/2" GAS | 030 | 170 | 180.93
DE818A | POMPA MWG A PALETTE RO 800 IN OTTONE 1/2" GAS | MWG ROTARY PUMP RO 800 BRASS 1/2" GAS | 030 | 170 | 180.93
DE819A | POMPA MWG A PALETTE RO 1000 IN OTTONE 1/2" GAS | MWG ROTARY PUMP RO 1000 BRASS 1/2" GAS | 030 | 170 | 180.93
DE827A | POMPA MWG A PALETTE RO 300 IN AISI CON BY-PASS 3/8" GAS | MWG ROTARY PUMP RO 300 AISI W/BY PASS 3/8" GAS | 030 | 170 | 165.38
DE828A | POMPA MWG A PALETTE RO 400 IN AISI CON BY-PASS 3/8" GAS | MWG ROTARY PUMP RO 400 AISI W/BY PASS 3/8" GAS | 030 | 170 | 165.38
DE831C | SPINA DI COMANDO PALETTE 300-400 - PR2063 | PADDLE DRIVE PIN 300-400 - PR2063 | 030 | 170 | 1.12
DE831R | SPINA DI RIFERIMENTO - PR2058 | REFERENCE PIN - PR2058 | 030 | 170 | 1.12
DE832A | POMPA MWG A PALETTE RO 300 IN AISI 3/8" GAS | MWG ROTARY PUMP RO 300 AISI 3/8" GAS | 030 | 170 | 162.87
DE833A | POMPA MWG A PALETTE RO 400 IN AISI 3/8" GAS | MWG ROTARY PUMP RO 400 AISI 3/8" GAS | 030 | 170 | 162.87
DE837A | POMPA MWG A PALETTE RO 600 MAXI IN AISI 1/2" GAS | MWG ROTARY PUMP RO 600 MAXI AISI 1/2" GAS | 030 | 170 | 245.07
DE838A | POMPA MWG A PALETTE RO 800 MAXI IN AISI 1/2" GAS | MWG ROTARY PUMP RO 800 MAXI AISI 1/2" GAS | 030 | 170 | 245.07
DE839A | POMPA MWG A PALETTE RO 1000 MAXI IN AISI 1/2" GAS | MWG ROTARY PUMP RO 1000 MAXI AISI 1/2" GAS | 030 | 170 | 245.07
DE845 | MOTORE 550W-230V-50Hz 4 POLI MONOFASE ATTACCO DIRETTO | MOTOR 550W-230V-50Hz 4 POLES SINGLE PHASE DIRECT CONNECTIONS | 030 | 170 | 273.9
DE850 | MOTORE 300W-230V-50Hz MONOFASE ATTACCO DIRETTO | MOTOR 300W-230V-50Hz SINGLE PHASE DIRECT CONNECTIONS | 030 | 170 | 160.06
DE860 | MOTORE 1/2CV-M71-4POLI 220V/50HZ MONOFASE B3/B14 | MOTOR 1/2 CV-M71-4POLI 220V/50HZ SINGLE PHASE B3/B14 | 030 | 170 | 252.12
DE861 | MOTORE 3/4CV-M80-4POLI 220V/50HZ MONOFASE B3/B14 | MOTOR 3/4 CV-M80-4POLI 220V/50HZ SINGLE PHASE B3/B14 | 030 | 170 | 281.59
DE862 | MOTORE 1 CV-M80-4POLI 220V/50HZ MONOFASE B3/B14 | MOTOR 1 CV-M80-4POLI 220V/50HZ SINGLE PHASE B3/B14 | 030 | 170 | 361.46
DE863 | MOTORE 1/2 CV-M71 4 POLI 220/380V-50HZ TRIFASE B3/B14 | MOTOR 1/2 CV-M71 4 POLI 220/380V-50HZ TRIPHASE B3/B14 | 030 | 170 | 208.51
DE864 | MOTORE 3/4 CV-M80 4 POLI 220/380V-50HZ TRIFASE B3/B14 | MOTOR 3/4 CV-M80 4 POLI 220/380V-50HZ TRIPHASE B3/B14 | 030 | 170 | 218.62
DE865 | MOTORE 1 CV-M80 4 POLI 220/380V-50HZ TRIFASE B3/B14 | MOTOR 1 CV-M80 4 POLI 220/380V-50HZ TRIPHASE B3/B14 | 030 | 170 | 291.41
DE871 | ADATTATORE GR.71 -B3/B14 | ADAPTER GR.71 -B3/B14 | 030 | 170 | 16.38
DE872 | GIUNTO GR.71 | COUPLING GR.71 | 030 | 170 | 18.89
DE873 | ADATTATORE GR.80-B3/B14 | ADAPTER GR.80-B3/B14 | 030 | 170 | 19.61
DE874 | GIUNTO GR.80 | COUPLING GR.80 | 030 | 170 | 34.58
DE904 | KIT R.O. PRF-RO SYSTEM P/N 4000462 CON RUBINETTO | KIT R.O. PRF-RO SYSTEM P/N 4000462 WITH FAUCET | 030 | 179 | 994.25
DE920 | MEMBRANA R.O. MERLIN P/N 4000569 | MEMBRANE R.O. MERLIN P/N 4000569 | 030 | 179 | 242.19
DE923 | CARTUCCIA PRE FILTRO A CARBONE P/N 3038333 | CARBON CARTRIDGE PRE FILTER P/N 3038333 | 030 | 179 | 49.71
DE924 | CARTUCCIA PRE FILTRO SEDIMENT 10 MICRON P/N 1266690 | PRE FILTER CARTRIDGE SEDIMENT 10 MICRON P/N 1266690 | 030 | 179 | 30.44
DE926 | IN-LINE POSTFILTRO A CARBONE P/N 255526-09 | CARBON IN LINE POSTFILTER P/N 255526-09 | 030 | 179 | 28.01
DG030 | FLUSSIMETRO FCIV D20 PVC EPDM 20-200 L/H PVC TRASP GALLEGGIANTE PP | FLOWMETER FCIV D20 PVC EPDM 20-200 L/H PVC CLEAR PP FLOAT | 030 | 185 | 198.44
DG032 | FLUSSIMETRO FCIV D25 PVC EPDM 30-350 L/H PVC TRASP GALLEGGIANTE PP | FLOWMETER FCIV D25 PVC EPDM 30-350 L/H PVC CLEAR PP FLOAT | 030 | 185 | 207.65
DG034 | FLUSSIMETRO FCIV D32 PVC EPDM 60-600 L/H PVC TRASP GALLEGGIANTE PP | FLOWMETER FCIV D32 PVC EPDM 60-600 L/H PVC CLEAR PP FLOAT | 030 | 185 | 231.54
DG036 | FLUSSIMETRO FCIV D32 PVC EPDM 100-1000 L/H PVC TRASP GALLEGGIANTE PP | FLOWMETER FCIV D32 PVC EPDM 100-1000 L/H PVC CLEAR PP FLOAT | 030 | 185 | 231.54
DG038 | FLUSSIMETRO FSIV D40 PVC EPDM 160-1600 L/H PVC TRASP GALLEGGIANTE PP | FLOWMETER FSIV D40 PVC EPDM 160-1600 L/H PVC CLEAR PP FLOAT | 030 | 185 | 417.14
DG040 | FLUSSIMETRO FSIV D40 PVC EPDM 200-2500 L/H PVC TRASP GALLEGGIANTE PP | FLOWMETER FSIV D40 PVC EPDM 200-2500 L/H PVC CLEAR PP FLOAT | 030 | 185 | 417.14
DG042 | FLUSSIMETRO FSIV D63 PVC EPDM 350-3500 L/H PVC TRASP GALLEGGIANTE PP | FLOWMETER FSIV D63 PVC EPDM 350-3500 L/H PVC CLEAR PP FLOAT | 030 | 185 | 654.19
DG044 | FLUSSIMETRO FSIV D63 PVC EPDM 500-5000 L/H PVC TRASP GALLEGGIANTE PP | FLOWMETER FSIV D63 PVC EPDM 500-5000 L/H PVC CLEAR PP FLOAT | 030 | 185 | 654.19
DG046 | FLUSSIMETRO FSIV D75 PVC EPDM 1000-8000 L/H PVC TRASP GALLEGGIANTE PP | FLOWMETER FSIV D75 PVC EPDM 1000-8000 L/H PVC CLEAR PP FLOAT | 030 | 185 | 1141.14
DG048 | FLUSSIMETRO FSIV D75 PVC EPDM 1000-10000 L/H PVC TRASP GALLEGGIANTE PP | FLOWMETER FSIV D75 PVC EPDM 1000-10000 L/H PVC CLEAR PP FLOAT | 030 | 185 | 1141.14
DG050 | FLUSSIMETRO FSIV D75 PVC EPDM 5000-25000 L/H PVC TRASP GALLEGGIANTE PP | FLOWMETER FSIV D75 PVC EPDM 5000-25000 L/H PVC CLEAR PP FLOAT | 030 | 185 | 1141.14
DG061 | CARTELLA BFV FILETTATA BSP 1/2" PVCU | BFV THREADED CONNECTION BSP 1/2" PVCU | 030 | 185 | 4.72
DG063 | CARTELLA BFV FILETTATA BSP 3/4" PVCU | BFV THREADED CONNECTION BSP 3/4" PVCU | 030 | 185 | 5.58
DG065 | CARTELLA BFV FILETTATA BSP 1" PVCU | BFV THREADED CONNECTION BSP 1" PVCU | 030 | 185 | 10.28
DG067 | CARTELLA BFV FILETTATA BSP 1 1/4" PVCU | BFV THREADED CONNECTION BSP 1 1/4" PVCU | 030 | 185 | 10.72
DG069 | CARTELLA BFV FILETTATA BSP 2 " PVCU | BFV THREADED CONNECTION BSP 2 " PVCU | 030 | 185 | 16.59
DG071 | CARTELLA BFV FILETTATA BSP 2 1/2 " PVCU | BFV THREADED CONNECTION BSP 2 1/2 " PVCU | 030 | 185 | 40.37
DG101 | CENTRALINA MWG R.O. PLUS LC | MWG R.O. PLUS LC CONTROL PANEL | 030 | 185 | 653.35
DG101R | CENTRALINA MWG R.O. PLUS LC RACK | MWG R.O. PLUS LC RACK CONTROL PANEL | 030 | 185 | 653.35
DG103 | CENTRALINA MWG R.O. PLUS HC | MWG R.O. PLUS HC CONTROL PANEL | 030 | 185 | 653.35
DG103R | CENTRALINA MWG R.O. PLUS HC RACK | MWG R.O. PLUS HC RACK CONTROL PANEL | 030 | 185 | 653.35
DG121 | SONDA MWG DI CONDUCIBILITA' INOX K=1 ATT.3/4" CON CAVO | MWG CONDUCTIVITY PROBE INOX K=1 CONN.3/4" W/CABLE | 030 | 185 | 99.71
DG122 | SONDA MWG DI CONDUCIBILITA' INOX K=0.1 ATT.3/4" CON CAVO | MWG CONDUCTIVITY PROBE INOX K=0.1 CONN.3/4" W/CABLE | 030 | 185 | 99.71
DG123 | SONDA MWG DI CONDUCIBILITA' A CARBONE K=1 ATT.3/4" CON CAVO | MWG CONDUCTIVITY PROBE CARBON K=1 CONN.3/4" W/CABLE | 030 | 185 | 108.32
DG299 | POMPA MWG DOSATR.ORIZZ. PL 1 L/H A 18 BAR IN PVDF OR IN VITON AUTODEGASANTE | MWG METERING PUMP HORIZ. PL 1 L/H @18 BAR PVDF OR VITON SELF VENTING | 030 | 170 | 595.05
DG300 | POMPA MWG DOSATRICE ORIZZONTALE PL 2 L/H A 18 BAR IN PVDF CON OR IN VITON | MWG METERING PUMP HORIZONTAL PL 2 L/H @ 18 BAR PVDF W/OR VITON | 030 | 170 | 595.05
DG303 | POMPA MWG DOSATR.ORIZZ. PL 5,5 L/H A 8 BAR IN PVDF OR IN VITON AUTODEGASANTE | MWG METERING PUMP HORIZ. PL 5,5 L/H @8 BAR PVDF OR VITON SELF VENTING | 030 | 170 | 595.05
DG304 | POMPA MWG DOSATRICE ORIZZONTALE PL 8 L/H A 8 BAR IN PVDF CON OR IN VITON | MWG METERING PUMP HORIZONTAL PL 8 L/H @ 8 BAR PVDF W/OR VITON | 030 | 170 | 595.05
DG309 | POMPA MWG DOSATR.ORIZZ. MF 1 L/H A 18 BAR IN PVDF OR IN VITON AUTODEGASANTE | MWG METERING PUMP HORIZ. MF 1 L/H @18 BAR PVDF OR VITON SELF VENTING | 030 | 170 | 841.16
DG310 | POMPA MWG DOSATRICE ORIZZONTALE MF 2 L/H A 18 BAR IN PVDF CON OR IN VITON | MWG METERING PUMP HORIZONTAL MF 2 L/H @ 18 BAR PVDF W/OR VITON | 030 | 170 | 841.16
DG313 | POMPA MWG DOSATR.ORIZZ. MF 5,5 L/H A 8 BAR IN PVDF OR IN VITON AUTODEGASANTE | MWG METERING PUMP HORIZ. MF 5,5 L/H @8 BAR PVDF OR VITON SELF VENTING | 030 | 170 | 841.16
DG314 | POMPA MWG DOSATRICE ORIZZONTALE MF 8 L/H A 8 BAR IN PVDF CON OR IN VITON | MWG METERING PUMP HORIZONTAL MF 8 L/H @ 8 BAR PVDF W/OR VITON | 030 | 170 | 841.16
DG319 | POMPA MWG DOSATR.VERT. MF 1 L/H A 15 BAR IN PVDF OR IN VITON AUTODEGASANTE | MWG METERING PUMP VERTICAL. MF 1 L/H @15 BAR PVDF OR VITON SELF VENTING | 030 | 170 | 520.88
DG320 | POMPA MWG DOSATRICE VERTICALE MF 2 L/H A 15 BAR IN PVDF CON OR IN VITON | MWG METERING PUMP VERTICAL MF 2 L/H @ 15 BAR PVDF W/OR VITON | 030 | 170 | 520.88
DG320A | POMPA MWG DOSATRICE VERTICALE MF 2 L/H A 15 BAR IN PP CON OR IN EPDM | MWG METERING PUMP VERTICAL MF 2 L/H @ 15 BAR PP W/OR EPDM | 030 | 170 | 520.88
DG323 | POMPA MWG DOSATR.VERT. MF 4 L/H A 7 BAR IN PVDF OR IN VITON AUTODEGASANTE | MWG METERING PUMP VERTICAL. MF 4 L/H @7 BAR PVDF OR VITON SELF VENTING | 030 | 170 | 520.88
DG324 | POMPA MWG DOSATRICE VERTICALE MF 6 L/H A 7 BAR IN PVDF CON OR IN VITON | MWG METERING PUMP VERTICAL MF 6 L/H @ 7 BAR IN PVDF W/OR VITON | 030 | 170 | 520.88
DG329 | POMPA MWG DOSATR.VERT. CL 1 L/H A 15 BAR IN PVDF OR IN VITON AUTODEGASANTE | MWG METERING PUMP VERTIC. CL 1 L/H @15 BAR PVDF OR VITON SELF VENTING | 030 | 170 | 406.25
DG330 | POMPA MWG DOSATRICE VERTICALE CL 2 L/H A 15 BAR IN PVDF CON OR IN VITON | MWG METERING PUMP VERTICAL CL 2 L/H @ 15 BAR PVDF W/OR VITON | 030 | 170 | 406.25
DG333 | POMPA MWG DOSATR.VERT. CL 4 L/H A 7 BAR IN PVDF OR IN VITON AUTODEGASANTE | MWG METERING PUMP VERTIC. CL 4 L/H @7 BAR PVDF OR VITON SELF VENTING | 030 | 170 | 406.25
DG334 | POMPA MWG DOSATRICE VERTICALE CL 6 L/H A 7 BAR IN PVDF CON OR IN VITON | MWG METERING PUMP VERTICAL CL 6 L/H @ 7 BAR PVDF W/OR VITON | 030 | 170 | 406.25
DG399 | SONDA MWG DI LIVELLO CON FILTRO DI FONDO | MWG LEVEL PROBE WITH AXIAL FOOT FILTER | 030 | 170 | 58.18
DG400 | STAZIONE MWG DI DOSAGGIO ASSEMBLATA 50 LITRI CON OR IN VITON | MWG DOSING SYSTEM ASSEMBLY 50 LITERS W/OR VITON | 030 | 170 | 495.6
DG402 | STAZIONE MWG DI DOSAGGIO ASSEMBLATA 120 LITRI CON OR IN VITON | MWG DOSING SYSTEM ASSEMBLY 120 LITERS W/OR VITON | 030 | 170 | 559.65
DG404 | STAZIONE MWG DI DOSAGGIO ASSEMBLATA 250 LITRI CON OR IN VITON | MWG DOSING SYSTEM ASSEMBLY 250 LITERS W/OR VITON | 030 | 170 | 832.74
DG410 | VASCA DI CONTENIMENTO PER STAZIONE MWG DI DOSAGGIO 50 LITRI | MWG SAFETY BUND FOR DOSING SYSTEM 50 LITERS | 030 | 170 | 175.3
DG412 | VASCA DI CONTENIMENTO PER STAZIONE MWG DI DOSAGGIO 120 LITRI | MWG SAFETY BUND FOR DOSING SYSTEM 120 LITERS | 030 | 170 | 222.51
DG414 | VASCA DI CONTENIMENTO PER STAZIONE MWG DI DOSAGGIO 250 LITRI | MWG SAFETY BUND FOR DOSING SYSTEM 250 LITERS | 030 | 170 | 455.13
DG420 | CONTENITORE MWG PER ADDITIVO 50 LITRI | MWG SPARE CONTAINER 50 LITERS | 030 | 170 | 175.3
DG422 | CONTENITORE MWG PER ADDITIVO 120 LITRI | MWG SPARE CONTAINER 120 LITERS | 030 | 170 | 222.51
DG424 | CONTENITORE MWG PER ADDITIVO 250 LITRI | MWG SPARE CONTAINER 250 LITERS | 030 | 170 | 455.13
DG430 | LANCIA MWG DI ASPIRAZIONE L=63 CM CON OR IN VITON | MWG SUCTION LANCE L=63 CM W/OR VITON | 030 | 170 | 146.65
DG434 | LANCIA MWG DI ASPIRAZIONE L=108 CM CON OR IN VITON | MWG SUCTION LANCE L=108 CM W/OR VITON | 030 | 170 | 168.57
DG440 | AGITATORE MANUALE MWG H=45 CM | MWG MANUAL MIXER H=45 CM | 030 | 170 | 173.62
DG442 | AGITATORE MANUALE MWG H=65 CM | MWG MANUAL MIXER H=65 CM | 030 | 170 | 190.48
DG444 | AGITATORE MANUALE MWG H=77 CM | MWG MANUAL MIXER H=77 CM | 030 | 170 | 209.03
DG450 | STAFFA DI FISSAGGIO A TANICA PER POMPE VERTICALI MWG | MWG MOUNTING BRACKET FOR VERTICAL PUMP | 030 | 170 | 37.71
DG452 | TUBO MWG IN PVDF 6X4 IN ROTOLO L=5 M | MWG PVDF TUBE 6X4 ROLL L=5 M | 030 | 170 | 35.67
DG453 | TUBO MWG IN PVC 6X4 IN ROTOLO L=100 M | MWG PVC TUBE 6X4 ROLL L=100 M | 030 | 170 | 117.76
DG454 | TUBO MWG IN PE 6X4 IN ROTOLO L=100 M | MWG PE TUBE 6X4 ROLL L=100 M | 030 | 170 | 135.27
DG460 | KIT MANUTENZ. POMPA MWG DOS. ORIZZONTALE IN PVDF CON OR IN VITON | MWG MAINTENANCE KIT ASSY METERING PUMP HORIZONTAL PVDF -ORING VITON | 030 | 170 | 158.45
DG460A | KIT MANUTENZ. POMPA MWG DOS. ORIZZ. IN PVDF CON OR IN VITON AUTODEGASANTE | MWG MAINTENANCE KIT ASSY METERING PUMP HORIZ. PVDF W/OR VITON SELF-VENTING | 030 | 170 | 160.3
DG462 | KIT MANUTENZ. POMPA MWG DOS. VERTICALE IN PVDF CON OR IN VITON | MWG MAINTENANCE KIT ASSY METERING PUMP VERTICAL PVDF -ORING VITON | 030 | 170 | 131.48
DG462A | KIT MANUTENZ. POMPA MWG DOS. VERT. IN PVDF CON OR IN VITON AUTODEGASANTE | MWG MAINTENANCE KIT ASSY METERING PUMP VERT. PVDF W/OR VITON SELF-VENTING | 030 | 170 | 133.85
DG467 | KDPV KIT MWG | MWG KDPV KIT | 030 | 170 | 70.11
DG470 | MISCELATORE STATICO MWG 1 1/4" | MWG STATIC MIXER 1 1/4" | 030 | 170 | 273.08
DG472 | MISCELATORE STATICO MWG 1 1/2" | MWG STATIC MIXER 1 1/2" | 030 | 170 | 429.85
DG473 | MISCELATORE STATICO MWG 2" | MWG STATIC MIXER 2" | 030 | 170 | 360.73
DG480 | CONTATORE MWG LANCIA IMPULSI CON QUADRANTE BAGNATO 15 MM | MWG TURBINE PULSE EMITTER WATER METER W/WET DIAL 15 MM | 030 | 170 | 86.28
DG481 | CONTATORE MWG LANCIA IMPULSI CON QUADRANTE BAGNATO 20 MM | MWG TURBINE PULSE EMITTER WATER METER W/WET DIAL 20 MM | 030 | 170 | 108.32
DG482 | CONTATORE MWG LANCIA IMPULSI CON QUADRANTE BAGNATO 25 MM | MWG TURBINE PULSE EMITTER WATER METER W/WET DIAL 25 MM | 030 | 170 | 150.99
DG483 | CONTATORE MWG LANCIA IMPULSI CON QUADRANTE BAGNATO 30 MM | MWG TURBINE PULSE EMITTER WATER METER W/WET DIAL 30 MM | 030 | 170 | 193.68
DG484 | CONTATORE MWG LANCIA IMPULSI CON QUADRANTE BAGNATO 40 MM | MWG TURBINE PULSE EMITTER WATER METER W/WET DIAL 40 MM | 030 | 170 | 403.9
DG485 | CONTATORE MWG LANCIA IMPULSI CON QUADRANTE BAGNATO 50 MM | MWG TURBINE PULSE EMITTER WATER METER W/WET DIAL 50 MM | 030 | 170 | 945.51
DH005 | RACCORDO DRITTO MASCHIO 1/8" NPT CON D=1/4" | MALE CONNECTOR 1/8" NPT WITH D=1/4" | 030 | 175 | 2.03
DH006 | RACCORDO DRITTO MASCHIO 1/4" NPT CON D=1/4" | MALE CONNECTOR 1/4" NPT WITH D=1/4" | 030 | 175 | 2.03
DH007 | RACCORDO DRITTO MASCHIO 3/8" NPT CON D=1/4" | MALE CONNECTOR 3/8" NPT WITH D=1/4" | 030 | 175 | 3.05
DH012 | RACCORDO DRITTO MASCHIO 1/8" NPT CON D=3/8" | MALE CONNECTOR 1/8" NPT WITH D=3/8" | 030 | 175 | 3.01
DH013 | RACCORDO DRITTO MASCHIO 1/4" NPT CON D=3/8" | MALE CONNECTOR 1/4" NPT WITH D=3/8" | 030 | 175 | 3.05
DH014 | RACCORDO DRITTO MASCHIO 3/8" NPT CON D=3/8" | MALE CONNECTOR 3/8" NPT WITH D=3/8" | 030 | 175 | 3.18
DH021 | RACCORDO DRITTO FEMMINA 1/8" NPT CON D=1/4" | FEMALE ADAPTER 1/8" NPT WITH D=1/4" | 030 | 175 | 3.89
DH022 | RACCORDO DRITTO FEMMINA 1/4" NPT CON D=1/4" | FEMALE ADAPTER 1/4" NPT WITH D=1/4" | 030 | 175 | 3.14
DH023 | RACCORDO DRITTO FEMMINA 1/4" NPT CON D=3/8" | FEMALE ADAPTER 1/4" NPT WITH D=3/8" | 030 | 175 | 3.32
DH033 | RACCORDO GOMITO MASCHIO 1/8" NPT CON D=1/4" | MALE ELBOW 1/8" NPT WITH D=1/4" | 030 | 175 | 2.3
DH034 | RACCORDO GOMITO MASCHIO 1/4" NPT CON D=1/4" | MALE ELBOW 1/4" NPT WITH D=1/4" | 030 | 175 | 2.48
DH035 | RACCORDO GOMITO MASCHIO 3/8" NPT CON D=1/4" | MALE ELBOW 3/8" NPT WITH D=1/4" | 030 | 175 | 3.98
DH038 | RACCORDO GOMITO MASCHIO 1/4" NPT CON D=3/8" | MALE ELBOW 1/4" NPT WITH D=3/8" | 030 | 175 | 4.15
DH039 | RACCORDO GOMITO MASCHIO 3/8" NPT CON D=3/8" | MALE ELBOW 3/8" NPT WITH D=3/8" | 030 | 175 | 4.54
DH052 | RACCORDO PASSAPARETE 1/4" - 1/4" | BULKHEAD CONNECTOR 1/4" - 1/4" | 030 | 175 | 4.06
DH054 | RACCORDO PASSAPARETE 3/8" - 3/8" | BULKHEAD CONNECTOR 3/8" - 3/8" | 030 | 175 | 6.05
DH063 | RACCORDO A GOMITO CON CODOLO 1/4" - 1/4" | UNION ELBOW TUBE WITH STEM 1/4" - 1/4" | 030 | 175 | 2.57
DH065 | RACCORDO A GOMITO CON CODOLO 3/8" - 3/8" | UNION ELBOW TUBE WITH STEM 3/8" - 3/8" | 030 | 175 | 4.56
DH067 | RACCORDO A GOMITO CON CODOLO 3/8" - 1/4" | UNION ELBOW TUBE WITH STEM 3/8" - 1/4" | 030 | 175 | 4.51
DH073 | INTERMEDIO DRITTO 1/4" - 1/4" | UNION CONNECTOR 1/4" - 1/4" | 030 | 175 | 2.57
DH075 | INTERMEDIO DRITTO 3/8" - 3/8" | UNION CONNECTOR 3/8" - 3/8" | 030 | 175 | 3.27
DH079 | INTERMEDIO DRITTO 3/8" - 1/4" | UNION CONNECTOR 3/8" - 1/4" | 030 | 175 | 3.45
DH083 | INTERMEDIO A GOMITO 1/4" - 1/4" | UNION ELBOW 1/4" - 1/4" | 030 | 175 | 2.88
DH085 | INTERMEDIO A GOMITO 3/8" - 3/8" | UNION ELBOW 3/8" - 3/8" | 030 | 175 | 4.24
DH093 | INTERMEDIO A T 1/4" - 1/4" - 1/4" | UNION TEE 1/4" - 1/4" - 1/4" | 030 | 175 | 3.58
DH095 | INTERMEDIO A T 3/8" - 3/8" - 3/8" | UNION TEE 3/8" - 3/8" - 3/8" | 030 | 175 | 4.33
DH103 | INTERMEDIO A Y 1/4" - 1/4" - 1/4" | TWO WAY DIVIDER 1/4" - 1/4" - 1/4" | 030 | 175 | 4.66
DH105 | INTERMEDIO A Y 3/8" - 3/8" - 3/8" | TWO WAY DIVIDER 3/8" - 3/8" - 3/8" | 030 | 175 | 4.78
DH112 | T GIREVOLE MASCHIO 1/4" NPT CON D=1/4" | MALE SWIVEL TEE 1/4" NPT WITH D=1/4" | 030 | 175 | 3.89
DH114 | T GIREVOLE MASCHIO 3/8" NPT CON D=3/8" | MALE SWIVEL TEE 3/8" NPT WITH D=3/8" | 030 | 175 | 4.39
DH122 | T LATERALE GIREVOLE MASCHIO 1/4" NPT CON D=1/4" | MALE SWIVEL RUN TEE 1/4" NPT WITH D=1/4" | 030 | 175 | 3.9
DH124 | T LATERALE GIREVOLE MASCHIO 3/8" NPT CON D=3/8" | MALE SWIVEL RUN TEE 3/8" NPT WITH D=3/8" | 030 | 175 | 4.39
DH131 | VALVOLA DI NON RITORNO 1/4" | CHECK VALVES 1/4" | 030 | 175 | 17.15
DH133 | VALVOLA DI NON RITORNO 3/8" | CHECK VALVES 3/8" | 030 | 175 | 19.76
DH141 | VALVOLA MANUALE 2 VIE CON D=1/4" | 2 WAYS HAND VALVES 1/4" | 030 | 175 | 10.3
DH143 | VALVOLA MANUALE 2 VIE CON D=3/8" | 2 WAYS HAND VALVES 3/8" | 030 | 175 | 10.87
DH157 | REGOLATORE DI FLUSSO PASSAPARETE IN LINEA CON D=1/4" | BULKHEAD FLOW REGULATOR WITH D=1/4" | 030 | 175 | 18.22
DH158 | REGOLATORE DI FLUSSO PASSAPARETE IN LINEA CON D=3/8" | BULKHEAD FLOW REGULATOR WITH D=3/8" | 030 | 175 | 21.8
DH167 | REGOLATORE DI FLUSSO IN LINEA CON D=1/4" | FLOW REGULATOR WITH D=1/4" | 030 | 175 | 16.05
DH168 | REGOLATORE DI FLUSSO IN LINEA CON D=3/8" | FLOW REGULATOR WITH D=3/8" | 030 | 175 | 17.42
DH193 | CLIP DI BLOCCAGGIO RACCORDI 1/4" | LOCKING CLIPS FOR FITTINGS 1/4" | 030 | 175 | 0.19
DH195 | CLIP DI BLOCCAGGIO RACCORDI 3/8" | LOCKING CLIPS FOR FITTINGS 3/8" | 030 | 175 | 0.19
DH231 | TUBO POLIETILENE 1/4" TRASPARENTE MATASSA DA 100 MT | POLYETILENE 1/4" CLEAR ROLL 100 MT | 030 | 175 | 57.49
DH232 | TUBO POLIETILENE 1/4" NERO MATASSA DA 100 MT | POLYETILENE 1/4" BLACK ROLL 100 MT | 030 | 175 | 57.49
DH233 | TUBO POLIETILENE 1/4" BIANCO MATASSA DA 100 MT | POLYETILENE 1/4" WHITE ROLL 100 MT | 030 | 175 | 57.49
DH234 | TUBO POLIETILENE 1/4" ROSSO MATASSA DA 100 MT | POLYETILENE 1/4" RED ROLL 100 MT | 030 | 175 | 57.49
DH235 | TUBO POLIETILENE 1/4" BLU MATASSA DA 100 MT | POLYETILENE 1/4" BLUE ROLL 100 MT | 030 | 175 | 57.49
DH252 | TUBO POLIETILENE 3/8" NERO MATASSA DA 100 MT | POLYETILENE 3/8" BLACK ROLL 100 MT | 030 | 175 | 128.24
DH253 | TUBO POLIETILENE 3/8" BIANCO MATASSA DA 100 MT | POLYETILENE 3/8" WHITE ROLL 100 MT | 030 | 175 | 128.24
DH254 | TUBO POLIETILENE 3/8" ROSSO MATASSA DA 100 MT | POLYETILENE 3/8" RED ROLL 100 MT | 030 | 175 | 128.24
DH255 | TUBO POLIETILENE 3/8" BLU MATASSA DA 100 MT | POLYETILENE 3/8" BLUE ROLL 100 MT | 030 | 175 | 128.24
DH501 | POMPA BOOSTER MWG M100G 1.1 LPM 24VDC 1.2A | MWG BOOSTER PUMP M100G 1.1 LPM 24VDC 1.2A | 030 | 175 | 60.02
DH503 | POMPA BOOSTER MWG L200G 1.6 LPM 24VDC 1.6A | MWG BOOSTER PUMP L200G 1.6 LPM 24VDC 1.6A | 030 | 175 | 69.39
DH505 | POMPA BOOSTER MWG L400G 2.6 LPM 24VDC 2.5A | MWG BOOSTER PUMP L400G 2.6 LPM 24VDC 2.5A | 030 | 175 | 82.5
DH531 | TRASFORMATORE 24VDC 2A | TRANSFORMER 24VDC 2A | 030 | 175 | 21.25
DH533 | TRASFORMATORE 24VDC 2.5A | TRANSFORMER 24VDC 2.5A | 030 | 175 | 24.83
DH535 | TRASFORMATORE 24VDC 4A | TRANSFORMER 24VDC 4A | 030 | 175 | 41.93
DH571 | PRESSOSTATO MWG 1-10 BAR | MWG HIGH PRESSURE SWITCH 1-10 BAR | 030 | 175 | 40.27
DH573 | PRESSOSTATO MWG 1-20 BAR | MWG HIGH PRESSURE SWITCH 1-20 BAR | 030 | 175 | 40.27
DH575 | PRESSOSTATO MWG 20-50 BAR | MWG HIGH PRESSURE SWITCH 20-50 BAR | 030 | 175 | 40.27
DH601 | ELETTROVALVOLA MWG PLASTICA NC 1/4" NPT 24V DC | MWG PLASTIC SOLENOID VALVEC NC 1/4" NPT 24V DC | 030 | 175 | 8.89
DH603 | ELETTROVALVOLA MWG PLASTICA NC 1/4" NPT 24V AC | MWG PLASTIC SOLENOID VALVEC NC 1/4" NPT 24V AC | 030 | 175 | 8.89
DH611 | ELETTROVALVOLA MWG OTTONE NC 1/4" GAS 24V DC | MWG BRASS SOLENOID VALVEC NC 1/4" GAS 24V DC | 030 | 175 | 30.44
DH615 | ELETTROVALVOLA MWG OTTONE NC 3/8" GAS 220V AC 5 BAR | MWG BRASS SOLENOID VALVEC NC 3/8" GAS 220V AC 5 BAR | 030 | 175 | 39.81
DH621 | ELETTROVALVOLA MWG OTTONE NC 3/8" GAS 220V AC 16 BAR | MWG BRASS SOLENOID VALVE NC 3/8" GAS 220V AC 16 BAR | 030 | 175 | 60.88
DH623 | ELETTROVALVOLA MWG OTTONE NC 1/2" GAS 220V AC | MWG BRASS SOLENOID VALVE NC 1/2" GAS 220V AC | 030 | 175 | 60.88
DH625 | ELETTROVALVOLA MWG OTTONE NC 3/4" GAS 220V AC | MWG BRASS SOLENOID VALVE NC 3/4" GAS 220V AC | 030 | 175 | 70.25
DH627 | ELETTROVALVOLA MWG OTTONE NC 1" GAS 220V AC | MWG BRASS SOLENOID VALVE NC 1" GAS 220V AC | 030 | 175 | 93.67
DH629 | ELETTROVALVOLA MWG OTTONE NC 1 1/4" GAS 220V AC | MWG BRASS SOLENOID VALVE NC 1 1/4" GAS 220V AC | 030 | 175 | 189.67
DH631 | ELETTROVALVOLA MWG OTTONE NC 1 1/2" GAS 220V AC | MWG BRASS SOLENOID VALVE NC 1 1/2" GAS 220V AC | 030 | 175 | 189.67
DH633 | ELETTROVALVOLA MWG OTTONE NC 2" GAS 220V AC | MWG BRASS SOLENOID VALVE NC 2" GAS 220V AC | 030 | 175 | 266.95
EA023 | ADAPTER 1.125" BEKAERT BW | ADAPTER 1.125" BEKAERT BW | 035 | 180 | 37.9
EA026 | KIT ADAPTER 1.125" CIECO | KIT BLANK ADAPTER 1.125" | 035 | 190 | 42.64
EA026A | KIT ADAPTER 1.125" CIECO PER VESSEL MGW | KIT ADAPTER 1.125" FOR MWG VESSEL | 035 | 190 | 43.97
EA028 | ADAPTER CIECO IN PVC 1.125" FEMMINA | KIT BLANK ADAPTER 1.125" PVC FEMALE | 035 | 180 | 23.69
EA030 | GIUNTO TIPO VICT.CAST-IRON 1000 PSI - 1" (33.4 MM) | VICT. TYPE COUPLING CAST-IRON 1000 PSI - 1" (33.4 MM) | 035 | 180 | 28.63
EA031 | GIUNTO TIPO VICT.CAST-IRON 1000 PSI - 1"1/2 (48,3 MM) | VICT. TYPE COUPLING CAST-IRON 1000 PSI - 1"1/2 (48,3 MM) | 035 | 180 | 29
EA032 | GIUNTO TIPO VICT.CAST-IRON 1000 PSI - 1"1/4 (42,2 MM) | VICT. TYPE COUPLING CAST-IRON 1000 PSI - 1"1/4 (42,2 MM) | 035 | 180 | 26.37
EA033 | GIUNTO TIPO VICT.CAST-IRON 1000 PSI - 2" (60,3 MM) | VICT. TYPE COUPLING CAST-IRON 1000 PSI - 2" (60,3 MM) | 035 | 180 | 35.68
EA034 | GIUNTO TIPO VICT.CAST-IRON 1000 PSI - 2"1/2 (73.0 MM) | VICT. TYPE COUPLING CAST-IRON 1000 PSI - 2"1/2 (73.0 MM) | 035 | 180 | 39.76
EA035 | GIUNTO TIPO VICT.CAST-IRON 1000 PSI-3" (88,9 MM) | VICT. TYPE COUPLING CAST-IRON 1000 PSI-3" (88,9 MM) | 035 | 180 | 50.7
EA050 | TRONCHETTO FILETTATO CUT GROOVE AISI 316 - 3/4" M (26,7 x 65 MM) | THREADED STUBE PIPE CUT GROOVE AISI 316 - 3/4" M (26,7 x 65 MM) | 035 | 180 | 17.69
EA051 | TRONCHETTO FILETTATO CUT GROOVE AISI 316 - 1" M (33,7 x 65 MM) | THREADED STUBE PIPE CUT GROOVE AISI 316 - 1" M (33,7 x 65 MM) | 035 | 180 | 20.02
EA052 | TRONCHETTO FILETTATO CUT GROOVE AISI 316 - 1"1/4 M (42,4 x 80 MM) | THREADED STUBE PIPE CUT GROOVE AISI 316 - 1"1/4 M (42,4 x 80 MM) | 035 | 180 | 29.43
EA053 | TRONCHETTO FILETTATO CUT GROOVE AISI 316 - 1"1/2 M (48,3 x 100 MM) | THREADED STUBE PIPE CUT GROOVE AISI 316 - 1"1/2 M (48,3 x 100 MM) | 035 | 180 | 35.24
EA054 | TRONCHETTO FILETTATO CUT GROOVE AISI 316 - 2" M (60,3 x 100 MM) | THREADED STUBE PIPE CUT GROOVE AISI 316 - 2" M (60,3 x 100 MM) | 035 | 180 | 45.6
EA055 | TRONCHETTO FILETTATO CUT GROOVE AISI 316 - 2"1/2 M (76,1 x 100 MM) | THREADED STUBE PIPE CUT GROOVE AISI 316 - 2"1/2 M (76,1 x 100 MM) | 035 | 180 | 62.06
EA070 | GIUNTO TIPO VICT. AISI 304 350 PSI - 3/4" ( 26,7 MM ) | VICT. TYPE COUPLING AISI 304 350 PSI - 3/4" ( 26,7 MM ) | 035 | 180 | 19.61
EA071 | GIUNTO TIPO VICT. AISI 304 350 PSI - 1" ( 33.4 MM ) | VICT. TYPE COUPLING AISI 304 350 PSI - 1" ( 33.4 MM ) | 035 | 180 | 20.31
EA072 | GIUNTO TIPO VICT. AISI 304 350PSI - 1"1/4 ( 42,2 MM ) | VICT. TYPE COUPLING AISI 304 350 PSI - 1"1/4 ( 42,2 MM ) | 035 | 180 | 27.9
EA073 | GIUNTO TIPO VICT. AISI 304 350 PSI - 1"1/2 ( 48,3 MM ) | VICT. TYPE COUPLING AISI 304 350 PSI - 1"1/2 ( 48,3 MM ) | 035 | 180 | 29
EA074 | GIUNTO TIPO VICT. AISI 304 350 PSI - 2" ( 60.3 MM ) | VICT. TYPE COUPLING AISI 304 350 PSI - 2" ( 60.3 MM ) | 035 | 180 | 35.24
EA075 | GIUNTO TIPO VICT. AISI 304 350 PSI - 3" O.D. ( 76.1 MM ) | VICT. TYPE COUPLING AISI 304 350 PSI - 3" O.D. ( 76.1 MM ) | 035 | 180 | 45.19
EA075A | GIUNTO TIPO VICT. AISI 304 350 PSI -2"1/2 (73,0 MM) | VICT. TYPE COUPLING AISI 304 350 PSI -2"1/2 (73,0 MM) | 035 | 180 | 45.19
EA076 | GIUNTO TIPO VICT. AISI 304 350 PSI - 3" ( 88.9 MM ) | VICT. TYPE COUPLING AISI 304 350 PSI - 3" ( 88.9 MM ) | 035 | 180 | 58.73
EA080 | TRONCHETTO VICT. CUT GROOVE AISI 316 - 3/4" (26.7 x 60 MM - SCH 40) | STUBE PIPE TO WELD CUT GROOVE AISI 316 - 3/4" (26.7 x 60 MM - SCH 40) | 035 | 180 | 9.79
EA081 | TRONCHETTO VICT. CUT GROOVE AISI 316 - 1" (33,7 x 60 MM - SCH 40) | STUBE PIPE TO WELD CUT GROOVE AISI 316 - 1" (33,7 x 60 MM - SCH 40) | 035 | 180 | 11.73
EA082 | TRONCHETTO VICT. CUT GROOVE AISI 316 - 1"1/4 (42.4 x 60 MM - SCH 40) | STUBE PIPE TO WELD CUT GROOVE AISI 316 - 1"1/4 (42.4 x 60 MM - SCH 40) | 035 | 180 | 17.02
EA083 | TRONCHETTO VICT. CUT GROOVE AISI 316 - 1"1/2 (48.3 x 60 MM - SCH 40) | STUBE PIPE TO WELD CUT GROOVE AISI 316 - 1"1/2 (48.3 x 60 MM - SCH 40) | 035 | 180 | 20.73
EA084 | TRONCHETTO VICT. CUT GROOVE AISI 316 - 2" (60,3 x 80 MM - SCH 40) | STUBE PIPE TO WELD CUT GROOVE AISI 316 - 2" (60,3 x 80 MM - SCH 40) | 035 | 180 | 32.78
EA085A | TRONCHETTO VICT. CUT GROOVE AISI 316 - 2"1/2 (73,0 x 90 MM - SCH 40) | STUBE PIPE TO WELD CUT GROOVE AISI 316 - 2"1/2 (73,0 x 90 MM - SCH 40) | 035 | 180 | 43.11
EA086 | TRONCHETTO VICT. CUT GROOVE AISI 316 - 3" (88,9 x 100 MM - SCH 40) | STUBE PIPE TO WELD CUT GROOVE AISI 316 - 3" (88,9 x 100 MM - SCH 40) | 035 | 180 | 59.53
EA100 | MWG PERMASCALE EUT 110 CONF. 20 KG | MWG PERMASCALE EUT 110 - DRUM 20 KG | 035 | 191 | 13.29
EA101 | MWG PERMASCALE EUT 120 CONF. 20 KG | MWG PERMASCALE EUT 120 - DRUM 20 KG | 035 | 191 | 8.89
EA190 | GIUNTO TIPO VICT.AISI 304 1200 PSI -3/4" (26,7 MM) | COUPLING TYPE VICT. AISI 304 1200 PSI -3/4" (26,7 MM) | 035 | 180 | 38.42
EA191 | GIUNTO TIPO VICT.AISI 304 1200 PSI -1" (33,7 MM) | COUPLING TYPE VICT. AISI 304 1200 PSI -1" (33,7 MM) | 035 | 180 | 39.09
EA192 | GIUNTO TIPO VICT.AISI 304 1200 PSI -1"1/4 (42,4 MM) | COUPLING TYPE VICT. AISI 304 1200 PSI -1"1/4 (42,4 MM) | 035 | 180 | 50.2
EA193 | GIUNTO TIPO VICT.AISI 304 1200 PSI -1"1/2 (48,3 MM) | COUPLING TYPE VICT. AISI 304 1200 PSI -1"1/2 (48,3 MM) | 035 | 180 | 55.69
EA194 | GIUNTO TIPO VICT.AISI 304 1200 PSI -2" (60,3 MM) | COUPLING TYPE VICT. AISI 304 1200 PSI -2" (60,3 MM) | 035 | 180 | 66.19
EA195 | GIUNTO TIPO VICT.AISI 304 1200 PSI -2"1/2 (73,0 MM) | COUPLING TYPE VICT. AISI 304 1200 PSI -2"1/2 (73,0 MM) | 035 | 180 | 78.37
EA196 | GIUNTO TIPO VICT.AISI 304 1200 PSI -3" (88,9 MM) | COUPLING TYPE VICT. AISI 304 1200 PSI -3" (88,9 MM) | 035 | 180 | 94.95
EA350 | DISCO CIECO PVC PER GHIERA EA347 | PVC BLANK DISK FOR NUT EA347 | 035 | 180 | 6.23
EA354 | ADAPTER O-RING FOR 1.125" MALE ADAPTERP/N 10182 | ADAPTER O-RING FOR 1.125" MALE ADAPTER P/N 10182 | 035 | 180 | 0.7
EA371 | THREE TURN LOCKING RING "E & P SERIES" 150 - 600 PSI P/N 20025 | THREE TURN LOCKING RING "E & P SERIES" 150 - 600 PSI P/N 20025 | 035 | 180 | 81.07
EA550 | GIUNTO TIPO VICT.NYLON 300 PSI - 1" (33,4 MM) - DN25 | VICT. COUPLING NYLON 300 PSI-1" (33,4 MM) - DN25 | 035 | 180 | 22.67
EA551 | GIUNTO TIPO VICT.NYLON 300 PSI - 1" 1/4 (42,2 MM) - DN32 | VICT. COUPLING NYLON 300 PSI-1" 1/4 (42,2 MM) - DN32 | 035 | 180 | 27.2
EA552 | GIUNTO TIPO VICT.NYLON 300 PSI - 1 1/2" (48.3 MM) - DN40 | VICT. COUPLING NYLON 300 PSI-1" 2" (48,3 MM) - DN40 | 035 | 180 | 34.27
EA553 | GIUNTO TIPO VICT.NYLON 300 PSI -2" (60.3 MM) - DN50 | VICT. COUPLING NYLON 300 PSI-1" 1/2 (60,3 MM) - DN50 | 035 | 180 | 37.28
EA554 | GIUNTO TIPO VICT.NYLON 300 PSI -2" 1/2 (73,0 MM) - DN65 | VICT. COUPLING NYLON 300 PSI-2" 1/2 (73,0 MM) - DN65 | 035 | 180 | 38.29
EA555 | GIUNTO TIPO VICT.NYLON 300 PSI -3" (88,9 MM) - DN80 | VICT. COUPLING NYLON 300 PSI-3" (88,9 MM) - DN80 | 035 | 180 | 49.38
EA556 | GIUNTO TIPO VICT.NYLON 300 PSI -4" (114,3 MM) - DN100 | VICT. COUPLING NYLON 300 PSI-4" (114,3 MM) - DN100 | 035 | 180 | 88.69
EA601 | TRONCHETTO PVC-U DN32 D32 | PVC-U STUBE PIPE DN32 D32 | 035 | 180 | 8.05
EA602 | TRONCHETTO PVC-U DN40 D50 | PVC-U STUBE PIPE DN40 D50 | 035 | 180 | 10.08
EA603 | TRONCHETTO PVC-U DN50 D63 | PVC-U STUBE PIPE DN50 D63 | 035 | 180 | 14.12
EA604 | TRONCHETTO PVC-U DN65 D75 | PVC-U STUBE PIPE DN65 D75 | 035 | 180 | 16.11
EA605 | TRONCHETTO PVC-U DN80 D90 | PVC-U STUBE PIPE DN80 D90 | 035 | 180 | 21.16
EA606 | TRONCHETTO PVC-U DN100 D110 | PVC-U STUBE PIPE DN100 D110 | 035 | 180 | 36.29
EA798 | EPDM BRINE SEAL 8" CSM | EPDM BRINE SEAL 8" CSM | 035 | 190 | 12.42
EA799 | ABS MALE INTERCONNECTOR 1.125" CSM WITH O-RING -BW TYPE BLACK COLOR | ABS MALE INTERCONNECTOR 1.125" CSM WITH O-RING -BW TYPE BLACK COLOR | 035 | 190 | 31.77
FA007 | CARTUCCIA GAC 10N 9"7/8 VEGETALE | GAC CARTRIDGE 10N 9"7/8 VEGETAL | 040 | 105 | 11.33
FA008 | CARTUCCIA VUOTA 10N 9" 7/8 | EMPTY CARTRIDGE 10N 9" 7/8 | 040 | 105 | 4.6
FA012 | CARTUCCIA CARBON BLOCK CBC 5" CTO 1 MICRON | CARBON BLOCK CARTRIDGE CBC 5" CTO 1 MICRON | 040 | 105 | 6.11
FA013 | CARTUCCIA CARBON BLOCK EB-CB -9"7/8 CTO 10 MICRONS | CARBON BLOCK CARTRIDGE EB-CB -9"7/8 CTO 10 MICRONS | 040 | 105 | 4.68
FA014 | CARTUCCIA CARBON BLOCK CBC 20" CTO 10 MICRON | CARBON BLOCK CARTRIDGE CBC 20" CTO 10 MICRON | 040 | 105 | 9.07
FA015 | CARTUCCIA CARBON BLOCK CBC 20"BIG CTO 5 MICRON | CARBON BLOCK CARTRIDGE CBC 20"BIG CTO 5 MICRON | 040 | 105 | 29.14
FA016 | CARTUCCIA CARBON BLOCK CBC 10"BIG CTO 5 MICRON | CARBON BLOCK CARTRIDGE CBC 10"BIG CTO 5 MICRON | 040 | 105 | 14.56
FA018 | CARTUCCIA CARBON BLOCK 10" CTO 10 MICRON END CAP 65 | CARBON BLOCK CARTRIDGE 10" CTO 10 MICRON END CAP 65 | 040 | 105 | 4.68
FA019 | CARTUCCIA CARBON BLOCK 20" CTO 10 MICRON END CAP 65 | CARBON BLOCK CARTRIDGE 20" CTO 10 MICRON END CAP 65 | 040 | 105 | 9.07
FA021 | CARTUCCIA IN FIBRA PP 5" SED 5 MICRON | IN FIBER CARTRIDGE PP 5" SED 5 MICRON | 040 | 105 | 3.36
FA028 | CARTUCCIA MELT BLOWN BIG DLPPBB-05-20 | MELT BLOWN CARTRIDGE BIG DLPPBB-05-20 | 040 | 105 | 21.16
FA029 | CARTUCCIA MELT BLOWN BIG DLPPBB-20-20 | MELT BLOWN CARTRIDGE BIG DLPPBB-20-20 | 040 | 105 | 20.3
FA034 | CARTUCCIA MELT BLOWN BIG DLPPBB-05-10 (9.7/8") | MELT BLOWN CARTRIDGE BIG DLPPBB-05-10 (9.7/8") | 040 | 105 | 10.63
FA035 | CARTUCCIA MELT BLOWN BIG DLPPBB-20-10 (9.7/8") | MELT BLOWN CARTRIDGE BIG DLPPBB-20-10 (9.7/8") | 040 | 105 | 10.06
FA036 | CARTUCCIA MELT BLOWN BIG DLPPBB-50-10 (9.7/8") | MELT BLOWN CARTRIDGE BIG DLPPBB-50-10 (9.7/8") | 040 | 105 | 9.65
FA037 | CARTUCCIA MELT BLOWN BIG DLPPBB-50-20 | MELT BLOWN CARTRIDGE BIG DLPPBB-50-20 | 040 | 105 | 19.33
FA038 | CARTUCCIA MELT BLOWN BIG DLPPBB-01-10 (9.7/8") | MELT BLOWN CARTRIDGE BIG DLPPBB-01-10 (9.7/8") | 040 | 105 | 19.16
FA039 | CARTUCCIA MELT BLOWN BIG DLPPBB-01-20 | MELT BLOWN CARTRIDGE BIG DLPPBB-01-20 | 040 | 105 | 38.54
FA067 | CARTUCCIA LAVABILE NYLON NL 60-9 | WASHABLE CARTRIDGE NYLON NL 60-9 | 040 | 105 | 9.39
FA068 | CARTUCCIA LAVABILE NYLON NL 60-20 | WASHABLE NYLON CARTRIDGE NL 60-20 | 040 | 105 | 18.87
FA069 | CARTUCCIA C.A. TIPO SILICAR | C.A. CARTRIDGE SILICAR TYPE | 040 | 105 | 13.84
FA071 | CARTUCCIA MWG FILO AVVOLTO ANIMA AISI 316 DLSW 5-975E | MWG STRING WOUND CARTRIDGE AISI 316 CORE DLSW5-975E | 040 | 105 | 10.52
FA072 | CARTUCCIA MWG FILO AVVOLTO ANIMA AISI 316 DLSW 10-975E | MWG STRING WOUND CARTRIDGE AISI 316 CORE DLSW 10-975E | 040 | 105 | 10.52
FA073 | CARTUCCIA MWG FILO AVVOLTO ANIMA AISI 316 DLSW 20-975E | MWG STRING WOUND CARTRIDGE AISI 316 CORE DLSW 20-975E | 040 | 105 | 9.97
FA074 | CARTUCCIA MWG FILO AVVOLTO ANIMA AISI 316 DLSW 50-975E | MWG STRING WOUND CARTRIDGE AISI 316 CORE DLSW 50-975E | 040 | 105 | 9.97
FAAL1070 | CARTUCCIA MWG AISI 316 LISCIA 10"-70 MICRON | MWG AISI 316 SMOOTH CARTRIDGE 10"-70 MICRON | 040 | 105 | 54.49
FAAL2070 | CARTUCCIA MWG AISI 316 LISCIA 20"-70 MICRON | MWG AISI 316 SMOOTH CARTRIDGE 20"-70 MICRON | 040 | 105 | 97.68
FAAP1050 | CARTUCCIA MWG AISI 316 PLISSETTATA 10"-50 MICRON | MWG AISI 316 PLEATED CARTRIDGE 10"-50 MICRON | 040 | 105 | 84.81
FAAP2050 | CARTUCCIA MWG AISI 316 PLISSETTATA 20" - 50 MICRON | MWG AISI 316 PLEATED CARTRIDGE 20" - 50 MICRON | 040 | 105 | 124.06
FAMM0525 | CARTUCCIA MWG 5" MINI FILO AVVOLTO 25 MICRON | MWG 5" MINI CARTRIDGE PP WOUND THREAD 25 MICRON | 040 | 105 | 1.96
FAMM0550 | CARTUCCIA MWG 5" MINI CON RETE LAVABILE IN POLIESTERE 50 MICRON | MWG 5" MINI CARTRIDGE POLYESTER WASHABLE NET 50 MICRON | 040 | 105 | 4.6
FAPP1012 | CARTUCCIA MWG 10" CON POLIFOSFATO IN CRISTALLI 10-20 MM | MWG 10" CARTRIDGE WITH 10-20 MM POLYPH. CRYSTALS | 040 | 105 | 28.32
FAPP2012 | CARTUCCIA MWG 20" CON POLIFOSFATO IN CRISTALLI 10-20 MM | MWG 10" CARTRIDGE WITH 10-20 MM POLYPH. CRYSTALS | 040 | 105 | 55.68
FARP1050 | CARTUCCIA MWG 10" RETE LAVABILE POLIESTERE 50 MICRON | MWG 10" CARTRIDGE POLYESTER WASHABLE NET 50 MICRON | 040 | 105 | 11.22
FARP2050 | CARTUCCIA MWG 20" RETE LAVABILE POLIESTERE 50 MICRON | MWG 20" CARTRIDGE POLYESTER WASHABLE NET 50 MICRON | 040 | 105 | 23.56
FAVP10 | CARTUCCIA MWG VUOTA 10" | MWG EMPTY CARTRIDGE 10" | 040 | 105 | 7.07
FAVP20 | CARTUCCIA MWG VUOTA 20" | MWG EMPTY CARTRIDGE 20" | 040 | 105 | 24.28
FAVPR11 | SPUGNETTA D.69X13 CARTUCCE MWG VUOTE VP | MWG SPONGE D. 69X13 FOR VP EMPTY CARTRIDGES | 040 | 105 | 1.26
FAVPR21 | TAPPO CHIUSURA CARTUCCE MWG VUOTE VP CON GUARNIZIONE | MWG CLOSURE CAP FOR VP EMPTY CARTRIDGES AND WITH SEALING | 040 | 105 | 3.17
FAVPR31 | GIUNZIONE CARTUCCIA MWG VUOTA FAVP20 | MWG SEALING RING FOR FAVP20 EMPTY CARTRIDGES | 040 | 105 | 2.25
FB005 | CHIAVE PER FILTRO PP-2034 | SPANNER FOR FILTER PP-2034 | 040 | 106 | 4.44
FB006 | CHIAVE PER FILTRO PP- BIG | SPANNER FOR FILTER PP-BIG | 040 | 106 | 7.51
FB008 | STAFFA SUPPORTO SINGOLO FILTRO PP-BIG | MOUNTING BRACKET FOR SINGLE FILTER PP-BIG | 040 | 106 | 11.85
FB060 | CONTENITORE FILTRO OTS 34-9 | FILTER HOUSING OTS 34-9 | 040 | 109 | 114.95
FB061 | CONTENITORE FILTRO OTS 1-9 | FILTER HOUSING OTS 1-9 | 040 | 109 | 116.43
FB062 | CONTENITORE FILTRO OTS 1-20 | FILTER HOUSING OTS 1-20 | 040 | 109 | 127.2
FB063 | CONTENITORE FILTRO OTS 114-10 | FILTER HOUSING OTS 114-10 | 040 | 109 | 147.6
FB064 | CONTENITORE FILTRO OTS 114-20 | FILTER HOUSING OTS 114-20 | 040 | 109 | 158.89
FB065 | CONTENITORE FILTRO OTS 112-20 | FILTER HOUSING OTS 112-20 | 040 | 109 | 157.37
FB066 | CONTENITORE FILTRO OTS 2-20 | FILTER HOUSING OTS 2-20 | 040 | 109 | 178.07
FB067 | CARTUCCIA LAVABILE NYLON 60 MICRON OTS 10" - OR222 | WASHABLE NYLON CARTRIDGE 60 MICRON OTS 10" - OR222 | 040 | 105 | 10.6
FB068 | CARTUCCIA LAVABILE NYLON 60 MICRON OTS 20" - OR222 | WASHABLE CARTRIDGE NYLON 60 MICRON OTS 20" - OR222 | 040 | 105 | 29.15
FB069 | CHIAVE PER FILTRI OTS | SPANNER FOR FILTER OTS | 040 | 105 | 8.55
FB070 | VASO SAN OTS 10" CON O-RING | BOWL SAN OTS 10" W/O-RING | 040 | 112 | 20.42
FB071 | VASO SAN OTS 20" CON O-RING | BOWL SAN OTS 20" W/O-RING | 040 | 112 | 38.06
FB072 | CONTENITORE FILTRO OTS 112 - 10 | FILTER HOUSING OTS 112-10 | 040 | 109 | 146.49
FB073 | CONTENITORE FILTRO OTS 2-10 | FILTER HOUSING OTS 2-10 | 040 | 109 | 160.8
FB074 | O-RING VASO PER OTS 9 3/4" - 10" - 20" | O-RING BOWL FOR OTS 9 3/4" - 10" - 20" | 040 | 106 | 3.56
FB346 | POLIFOSFATO MWG LIQUIDO IN BOTTIGLIA DA 1 LITRO | MWG LIQUID POLYPHOSPHATE BOTTLE 1 LITER | 040 | 112 | 12.52
FB347 | POLIFOSFATO MWG IN POLVERE SCATOLA DA 25 KG | MWG POLYPHOSPHATE POWDRE BOX 25 KG | 040 | 112 | 258.65
FB347A | POLIFOSFATO MWG IN POLVERE BARATTOLO DA 1 KG | MWG POLYPHOSPHATE POWDRE BOX 1 KG | 040 | 112 | 13.16
FB347C | POLIFOSFATO MWG IN POLVERE COMPATTA BLISTER (6 RICARICHE DA 80 GRAMMI) | MWG POLYPHOSPHATE COMPACT POWDRE BLISTER (6 REFILL X 80 G) | 040 | 112 | 13.16
FB347D | POLIFOSFATO MWG IN POLVERE BARATTOLO DA 0,5 KG | MWG POLYPHOSPHATE POWDRE PACK 0,5 KG | 040 | 112 | 7.34
FB348 | POLIFOSFATO MWG CRISTALLI BLU 5-15 MM SCATOLA DA 25 KG | MWG BLUE POLYPHOSPHATE CRYSTALS 5-15 MM BOX 25 KG | 040 | 112 | 371.8
FB348A | POLIFOSFATO MWG CRISTALLI BLU 5-15 MM BARATTOLO DA 1 KG | MWG BLUE POLYPHOSPHATE CRYSTALS 5-15 MM PACK 1 KG | 040 | 112 | 14.89
FB349 | POLIFOSFATO MWG CRISTALLI BLU 10-20 MM SCATOLA DA 25 KG | MWG BLUE POLYPHOSPHATE CRYSTALS 10-20MM BOX 25 KG | 040 | 112 | 371.8
FB349A | POLIFOSFATO MWG CRISTALLI BLU 10-20 MM BARATTOLO DA 1 KG | MWG BLUE POLYPHOSPHATE CRYSTALS 10-20 MM PACK 1 KG | 040 | 112 | 14.89
FB350 | POLIFOSFATO MWG CRISTALLI BIANCO 5-15 MM SCATOLA DA 25 KG | MWG WHITE POLYPHOSPHATE CRYSTALS 5-15 MM BOX 25 KG | 040 | 112 | 269.3
FB350A | POLIFOSFATO MWG CRISTALLI BIANCO 5-15 MM BARATTOLO DA 1 KG | MWG WHITE POLYPHOSPHATE CRYSTALS 5-15 MM PACK 1 KG | 040 | 112 | 13.16
FB351 | POLIFOSFATO MWG CRISTALLI BIANCO 10-20 MM SCATOLA DA 25 KG | MWG POLYPHOSPHATE CRYSTALS 10-20 MM BOX 25 KG | 040 | 112 | 269.3
FB351A | POLIFOSFATO MWG CRISTALLI BIANCO 10-20 MM BARATTOLO DA 1 KG | MWG POLYPHOSPHATE CRYSTALS 10-20 MM PACK 1 KG | 040 | 112 | 13.16
FB355 | CONTENITORE MWG FILTRO A SACCO PVC-U MOD. HXP-BF-1-1-B DN50 | MWG BAG FILTER HOUSING PVC-U MOD. HXP-BF-1-1-B DN50 | 040 | 107 | 985.77
FB356 | CONTENITORE MWG FILTRO A SACCO PVC-U MOD. HXP-BF-1-2-B DN50 | MWG BAG FILTER HOUSING PVC-U MOD. HXP-BF-1-2-B DN50 | 040 | 107 | 1146.17
FB357A | SACCO FILTRANTE MWG GRANDEZZA 1 (7"X16") 1 MICRON | MWG BAG FILTER L= 16" - 1 MICRON | 040 | 107 | 19.24
FB357B | SACCO FILTRANTE MWG GRANDEZZA 1 (7"X16") 5 MICRON | MWG BAG FILTER L= 16" - 5 MICRON | 040 | 107 | 19.24
FB357C | SACCO FILTRANTE MWG GRANDEZZA 1 (7"X16") 10 MICRON | MWG BAG FILTER L= 16" - 10 MICRON | 040 | 107 | 19.24
FB357D | SACCO FILTRANTE MWG GRANDEZZA 1 (7"X16") 25 MICRON | MWG BAG FILTER L= 16" - 25 MICRON | 040 | 107 | 19.24
FB357E | SACCO FILTRANTE MWG GRANDEZZA 1 (7"X16") 50 MICRON | MWG BAG FILTER L= 16" - 50 MICRON | 040 | 107 | 19.24
FB357F | SACCO FILTRANTE MWG GRANDEZZA 1 (7"X16") 100 MICRON | MWG BAG FILTER L= 16" - 100 MICRON | 040 | 107 | 19.24
FB358A | SACCO FILTRANTE MWG GRANDEZZA 2 (7"X32") 1 MICRON | MWG BAG FILTER L= 32" - 1 MICRON | 040 | 107 | 25.98
FB358B | SACCO FILTRANTE MWG GRANDEZZA 2 (7"X32") 5 MICRON | MWG BAG FILTER L= 32" - 5 MICRON | 040 | 107 | 25.98
FB358C | SACCO FILTRANTE MWG GRANDEZZA 2 (7"X32") 10 MICRON | MWG BAG FILTER L= 32" - 10 MICRON | 040 | 107 | 25.98
FB358D | SACCO FILTRANTE MWG GRANDEZZA 2 (7"X32") 25 MICRON | MWG BAG FILTER L= 32" - 25 MICRON | 040 | 107 | 25.98
FB358E | SACCO FILTRANTE MWG GRANDEZZA 2 (7"X32") 50 MICRON | MWG BAG FILTER L= 32" - 50 MICRON | 040 | 107 | 25.98
FB358F | SACCO FILTRANTE MWG GRANDEZZA 2 (7"X32") 100 MICRON | MWG BAG FILTER L= 32" - 100 MICRON | 040 | 107 | 25.98
FB359 | ANELLO TENUTA CARTUCCIA 6" FILTRI MWG PF | MWG PF FILTER 6" CARTRIDGE SEAL RING | 040 | 107 | 37.3
FB360 | CONTENITORE FILTRO MWG MONOCARTUCCIA PVC-U MOD.PF20 DN50 | MWG SINGLE CARTRIDGE PVC-U FILTER HOUSING PF20 DN50 | 040 | 107 | 932.72
FB361 | CONTENITORE FILTRO MWG MONOCARTUCCIA PVC-U MOD.PF40 DN50 | MWG SINGLE CARTRIDGE PVC-U FILTER HOUSING PF40 DN50 | 040 | 107 | 1065.96
FB362 | O-RING MWG FLANGIA 2" | MWG 2" FLANGE O-RING | 040 | 107 | 0.51
FB363 | O-RING MWG CHIUSURA HPCF-PF-HXP 225 EPDM | MWG EPDM CLOSURE O-RING HPCF-PF-HXP 225 | 040 | 107 | 7.97
FB364 | BOLT KIT M10 AISI MWG | MWG AISI BOLT KIT M10 | 040 | 107 | 13.32
FB366 | TAPPO SFIATO MWG | MWG PURGE CAP | 040 | 107 | 1.98
FB367 | MANOMETRO MWG 0-10 BAR 1/4" | MWG MANOMETER 0-10 BAR 1/4" | 040 | 107 | 17.25
FB368 | DISTANZIALE PVC MWG | MWG PVC SPACER | 040 | 107 | 20.13
FB370 | FLANGIA MWG DN50 | MWG DN50 FLANGE | 040 | 107 | 24.1
FB371 | GUARNIZIONE A T CODOLO MWG D.63 MM | MWG T GASKET D.63 FOR HPCF FILTER | 040 | 107 | 46.57
FB373 | ZAMPA DI SOSTEGNO MWG | MWG SUPPORT LEG | 040 | 107 | 20.13
FB374 | VITE DI FISSAGGIO ZAMPA DI SOSTEGNO MWG | MWG SUPPORT LEG FIXING SCREW | 040 | 107 | 0.66
FB376 | CARTUCCIA MWG PLEATED PP DLHF620PP4.5E | MWG PLEATED CARTRIDGE PP DLHF620PP4.5E | 040 | 107 | 199.29
FB378 | CARTUCCIA MWG PLEATED PP DLHF620PP10E | MWG PLEATED CARTRIDGE PP DLHF620PP10E | 040 | 107 | 193.15
FB379 | CARTUCCIA MWG PLEATED PP DLHF620PP20E | MWG PLEATED CERTRIDGE PP DLHF620PP20E | 040 | 107 | 193.54
FB381 | CARTUCCIA MWG PLEATED PP DLHF620PP70E | MWG PLEATED CARTRIDGE PP DLHF620PP70E | 040 | 107 | 190.73
FB382 | CARTUCCIA MWG PLEATED PP DLHF620PP100E | MWG PLEATED CARTRIDGE PP DLHF620PP100E | 040 | 107 | 189.18
FB383 | ARMATURA PVC SOSTEGNO SACCO MWG 16" | MWG PVC 16" FILTER SUPPORT ARMOR | 040 | 107 | 211.32
FB383A | ARMATURA PVC SOSTEGNO SACCO MWG 32" | MWG PVC 32" FILTER SUPPORT ARMOR | 040 | 107 | 422.67
FB386 | CARTUCCIA MWG PLEATED PP DLHF640PP4.5E | MWG PLEATED CARTRIDGE PP DLHF640PP4.5E | 040 | 107 | 375.59
FB389 | CARTUCCIA MWG PLEATED PP DLHF640PP20E | MWG PLEATED CARTRIDGE PP DLHF640PP20E | 040 | 107 | 364.07
FB391 | CARTUCCIA MWG PLEATED PP DLHF640PP70E | MWG PLEATED CARTRIDGE PP DLHF640PP70E | 040 | 107 | 358.21
FB392 | CARTUCCIA MWG PLEATED PP DLHF640PP100E | MWG PLEATED CARTRIDGE PP DLHF640PP100E | 040 | 107 | 355.41
FB400 | FILTRO CINTROPUR NW18-3/4" - 25 MICRON | FILTER CINTROPUR NW18-3/4" - 25 MICRON | 040 | 113 | 110.9
FB401 | FILTRO CINTROPUR NW 25-3/4" - 25 MICRON | FILTER CINTROPUR NW 25-3/4" - 25 MICRON | 040 | 113 | 134.47
FB402 | FILTRO CINTROPUR NW 25-1" - 25 MICRON | FILTER CINTROPUR NW 25-1" - 25 MICRON | 040 | 113 | 134.47
FB403 | FILTRO CINTROPUR NW 32-1"1/4 - 25 MICRON | FILTER CINTROPUR NW 32-1"1/4 - 25 MICRON | 040 | 113 | 187.84
FB404 | FILTRO CINTROPUR NW 280-1" - 25 MICRON | FILTER CINTROPUR NW 280-1" - 25 MICRON | 040 | 113 | 310.84
FB405 | FILTRO CINTROPUR NW 340-1"1/4 - 25 MICRON | FILTER CINTROPUR NW 340-1"1/4 - 25 MICRON | 040 | 113 | 346.58
FB406 | FILTRO CINTROPUR NW 400-1,5" - 25 MICRON | FILTER CINTROPUR NW 400-1,5" - 25 MICRON | 040 | 113 | 406.31
FB408A | FILTRO CINTROPUR NW 500-2" - 25 MICRON | FILTER CINTROPUR NW 500-2" - 25 MICRON | 040 | 113 | 604.91
FB408TE | FILTRO CINTROPUR NW 500 - 2" - TE | FILTER CINTROPUR NW 500 - 2" - TE | 040 | 113 | 668
FB409A | FILTRO CINTROPUR NW 650-2"1/2 - 25 MICRON | FILTER CINTROPUR NW 650-2"1/2 - 25 MICRON | 040 | 113 | 693.22
FB410A | FILTRO CINTROPUR NW 800-3" - 25 MICRON | FILTER CINTROPUR NW 800-3" - 25 MICRON | 040 | 113 | 840.59
FB425 | SET N. 5 CALZE DI RICAMBIO 5 MICRONS NW 25 | N. 5 SPARE SLEEVES KIT 5 MICRONS NW 25 | 040 | 112 | 22.29
FB427 | SET N. 5 CALZE DI RICAMBIO 25 MICRONS NW 25 | N. 5 SPARE SLEEVES KIT 25 MICRONS NW 25 | 040 | 112 | 17.46
FB428 | SET N. 5 CALZE DI RICAMBIO 50 MICRONS NW 25 | N. 5 SPARE SLEEVES KIT 50 MICRONS NW 25 | 040 | 112 | 17.96
FB429 | SET N. 5 CALZE DI RICAMBIO 100 MICRONS NW25 | N. 5 SPARE SLEEVES KIT 100 MICRONS NW 25 | 040 | 112 | 17.7
FB433 | SET N 5 CALZE DI RICAMBIO 25 MICRONS NW 32 | N. 5 SPARE SLEEVES KIT 25 MICRONS NW 32 | 040 | 112 | 24.95
FB434 | SET N. 5 CALZE DI RICAMBIO 50 MICRONS NW 32 | N. 5 SPARE SLEEVES KIT 50 MICRONS NW 32 | 040 | 112 | 26.67
FB435 | SET N. 5 CALZE DI RICAMBIO 100 MICRONS NW 32 | N. 5 SPARE SLEEVES KIT 100 MICRONS NW 32 | 040 | 112 | 21.32
FB437 | SET N. 5 CALZE DI RICAMBIO 5 MICRONS NW 50/62/75/500/650/800 | N. 5 SPARE SLEEVES KIT 5 MICRONS NW 50/62/75/500/650/800 | 040 | 112 | 55.61
FB437C | SET N. 5 CALZE DI RICAMBIO 5 MICRON NW 280 | N. 5 SPARE SLEEVES KIT 5 MICRON NW 280 | 040 | 112 | 26.81
FB438 | SET N. 5 CALZE DI RICAMBIO 10 MICRONS NW 50/62/75/500/650/800 | N. 5 SPARE SLEEVES KIT 10 MICRONS NW 50/62/75/500/650/800 | 040 | 112 | 53.13
FB439 | SET N. 5 CALZE DI RICAMBIO 25 MICRONS NW 50/62/75/500/650/800 | N. 5 SPARE SLEEVES KIT 25 MICRONS NW 50/62/75/500/650/800 | 040 | 112 | 34.95
FB439E | SET N. 5 CALZE DI RICAMBIO 25 MICRON NW 400 | N. 5 SPARE SLEEVES KIT 25 MICRON NW 400 | 040 | 112 | 42.3
FB440 | SET N. 5 CALZE DI RICAMBIO 50 MICRONS NW 50/62/75/500/650/800 | N. 5 SPARE SLEEVES KIT 50 MICRONS NW 50/62/75/500/650/800 | 040 | 112 | 37.18
FB440C | SET N. 5 CALZE DI RICAMBIO 50 MICRON NW 280 | N. 5 SPARE SLEEVES KIT 50 MICRON NW 280 | 040 | 112 | 23.46
FB440D | SET N. 5 CALZE DI RICAMBIO 50 MICRON NW 340 | N. 5 SPARE SLEEVES KIT 50 MICRON NW 340 | 040 | 112 | 36.02
FB440E | SET N. 5 CALZE DI RICAMBIO 50 MICRON NW 400 | N. 5 SPARE SLEEVES KIT 50 MICRON NW 400 | 040 | 112 | 44.38
FB441 | SET N. 5 CALZE DI RICAMBIO 100 MICRONS NW 50/62/75/500/650/800 | N. 5 SPARE SLEEVES KIT 100 MICRONS NW 50/62/75/500/650/800 | 040 | 112 | 32.92
FB441D | SET N. 5 CALZE DI RICAMBIO 100 MICRON NW 340 | N. 5 SPARE SLEEVES KIT 100 MICRON NW 340 | 040 | 112 | 36.02
FB441E | SET N. 5 CALZE DI RICAMBIO 100 MICRON NW 400 | N. 5 SPARE SLEEVES KIT 100 MICRON NW 400 | 040 | 112 | 45.65
FB442 | SET N. 5 CALZE LAVABILI DI RICAMBIO 150 MICRONS NW 50/62/75/500/650/800 | N. 5 SPARE SLEEVES KIT WASHABLE 150 MICRONS NW 50/62/75/500/650/800 | 040 | 112 | 152.29
FB443 | SET N. 5 CALZE LAVABILI DI RICAMBIO 300 MICRONS NW 50/62/75/500/650/800 | N. 5 SPARE SLEEVES KIT WASHABLE 300 MICRONS NW 50/62/75/500/650/800 | 040 | 112 | 148.65
FB444 | SET N. 5 CALZE DI RICAMBIO 1 MICRON NW 25 | N. 5 SPARE SLEEVES KIT 1 MICRON NW 25 | 040 | 112 | 24.8
FB445 | SET N. 5 CALZE DI RICAMBIO 1 MICRON NW 32 | N. 5 SPARE SLEEVES KIT 1 MICRON NW 32 | 040 | 112 | 34.71
FB470 | CHIAVE DI SERRAGGIO NW18/25/32 REF. 21 | SPANNER NW18/25/32 REF. 21 | 040 | 112 | 5.01
FB472 | MANOMETRO 1/8" SCALA 0-10 BAR NW 18/25/32 REF 23 | MANOMETER 1/8" SCALE 0-10 BAR NW 18/25/32 REF 23 | 040 | 112 | 20.26
FB473 | STAFFA DI FISSAGGIO SINGOLA IN PP NW 18/25/32 REF 24 | SINGLE PP MOUNTING BRACKET NW18/25/32 REF. 24 | 040 | 112 | 18.88
FB479 | CHIAVE DI SERRAGGIO VASO NW500/650/800 REF. 62 | SPANNER NW500/650/800 REF. 62 | 040 | 112 | 20.19
FB484A | ARMATURA SUPPORTO SETTO FILTRANTE NW500/650/800 REF. 53 | SUPPORT ARMOR NW500/650/800 REF.53 | 040 | 112 | 52.13
FB560 | CONTENITORE FILTRO MWG MULTICARTUCCIA PVC-U MOD. HPCF/B-5DC2 D.63 MM | MWG MULTICARTRIDGE PVC-U FILTER HOUSING HPCF/B-5DC2 D.63 MM | 040 | 108 | 532.97
FB561 | CONTENITORE FILTRO MWG MULTICARTUCCIA PVC-U MOD. HPCF/B-5DC3 D.63 MM | MWG MULTICARTRIDGE PVC-U FILTER HOUSING HPCF/B-5DC3 D.63 MM | 040 | 108 | 639.05
FB562 | CONTENITORE FILTRO MWG MULTICARTUCCIA PVC-U MOD. HPCF/B-5DC4 D.63 MM | MWG MULTICARTRIDGE PVC-U FILTER HOUSING HPCF/B-5DC4 D.63 MM | 040 | 108 | 746.43
FB564 | CONTENITORE FILTRO MWG MULTICARTUCCIA PVC-U MOD. HPCF-9DC2 D.90 MM | MWG MULTICARTRIDGE PVC-U FILTER HOUSING HPCF/B-9DC2 D.90 MM | 040 | 108 | 959.87
FB565 | CONTENITORE FILTRO MWG MULTICARTUCCIA PVC-U MOD. HPCF-9DC3 D.90 MM | MWG MULTICARTRIDGE PVC-U FILTER HOUSING HPCF/B-9DC3 D.90 MM | 040 | 108 | 1065.96
FB566 | CONTENITORE FILTRO MWG MULTICARTUCCIA PVC-U MOD. HPCF-9DC4 D.90 MM | MWG MULTICARTRIDGE PVC-U FILTER HOUSING HPCF/B-9DC4 D.90 MM | 040 | 108 | 1226.38
FB571 | O-RING MWG CHIUSURA HPCF 315 EPDM | MWG EPDM CLOSURE O-RING HPCF 315 | 040 | 108 | 7.97
FB572 | SINGOLO KIT CODOLO MWG D.63 MM CON O-RING | MWG SINGOL MANIFOLD KIT D. 63 MM W/O-RING | 040 | 108 | 31.95
FB573 | SINGOLO KIT CODOLO MWG D.90 MM CON O-RING | MWG SINGOL MANIFOLD KIT D. 90 MM W/O-RING | 040 | 108 | 55.25
FB574 | POMELLO CHIUSURA PACCO CARTUCCE MWG | MWG CLOSURE CARTRIDGE NUT | 040 | 108 | 2.66
FB578 | STELLA FISSAGGIO CARTUCCE MWG 5DC | MWG 5DC CARTRIDGE FIXING STAR | 040 | 108 | 10.63
FB579 | STELLA FISSAGGIO CARTUCCE MWG 9DC | MWG 9DC CARTRIDGE FIXING STAR | 040 | 108 | 14.64
FB580 | CALOTTA SUPERIORE FLANGIATA MWG 225 HPCF/PF/HXP + SFIATO + O-RING | MWG FLANGED TOP COVER 225 HPCF/PF/HXP + PURGE CAP + O-RING | 040 | 108 | 52.76
FB581 | CALOTTA SUPERIORE FLANGIATA MWG 325 HPCF + SFIATO + O-RING | MWG FLANGED TOP COVER 325 HPCF + PURGE CAP + O-RING | 040 | 108 | 106.58
FB582 | MWG AISI BOLT KIT M12 | MWG AISI BOLT KIT M12 | 040 | 108 | 15.97
FB583 | GUARNIZIONE A T CODOLO D.90 PER FILTRO HPCF MWG | MWG T GASKET D.90 FOR HPCF FILTER | 040 | 108 | 5.02
FB584 | KIT RACCORDO DI SCARICO 1" M BSPT+D.20 AD INCOLLAGGIO HPCF 9 MWG | MWG KIT DRAIN LINE 1" BSPT M + D.20 TO GLUE HPCF 9 | 040 | 108 | 4.92
FBBG1010B | CONTENITORE FILTRO BIG L=10" - 1" VASO BLU COMPRESA CHIAVE | FILTER HOUSING BIG L=10" -1" BLUE BOWL WITH KEY | 040 | 106 | 56.82
FBBG1010T | CONTENITORE FILTRO BIG L=10" - 1" VASO TRASPARENTE COMPRESA CHIAVE | FILTER HOUSING BIG L=10" -1" CLEAR BOWL WITH KEY | 040 | 106 | 80.54
FBBG1015B | CONTENITORE FILTRO BIG L=10" 1 1/2" VASO BLU COMPRESA CHIAVE | FILTER HOUSING BIG L=10" 1 1/2" BLUE BOWL WITH KEY | 040 | 106 | 57
FBBG2010B | CONTENITORE FILTRO BIG L=20" - 1" VASO BLU COMPRESA CHIAVE | FILTER HOUSING BIG L=20"- 1" BLUE BOWL WITH KEY | 040 | 106 | 80.58
FBBG2010T | CONTENITORE FILTRO BIG L=20" - 1" VASO TRASPARENTE COMPRESA CHIAVE | FILTER HOUSING BIG L=20" -1" CLEAR BOWL WITH KEY | 040 | 106 | 100.4
FBBG2015B | CONTENITORE FILTRO BIG L=20" - 1 1/2" VASO BLU COMPRESA CHIAVE | FILTER HOUSING BIG L=20"- 1 1/2" BLUE BOWL WITH KEY | 040 | 106 | 83.42
FBBGR11 | CHIAVE IN PLASTICA PER FILTRI BG | SPANNER FOR FILTER BG | 040 | 106 | 5.28
FBBGR21 | STAFFA IN ACCIAIO VERNICIATO PER FILTRI BG | S.S. PAINTED MOUNTING BRACKET FOR FILTER BG | 040 | 106 | 32.87
FBBGR31 | NR.2 NIPPLI 1" BSPP IN OTTONE CON O-RINGS PER FILTRI BG E MT | NR. 2 BRASS NIPPLES 1" W/O-RING FOR FILTER BG/MT | 040 | 106 | 14.15
FBBGR71 | O-RING TESTA FILTRI BG | O-RING FOR HEAD BG FILTER HOUSINGS | 040 | 112 | 3.22
FBDC07 | DOSATORE POLIFOSFATO IN CRISTALLO DC 3/4" | POLYPHOSPHATE CRYSTAL FEEDER DC 3/4" | 040 | 106 | 16.42
FBDD1002W | CONTENITORE DOPPIO FILTRO 2 PEZZI L=10" - 1/4" VASO BIANCO | TWO PIECES TWO FILTER HOUSING L=10" - 1/4" WHITE BOWL | 030 | 175 | 31.04
FBDP04V | DOSATORE POLIFOSFATO MWG 1/2" VUOTO CON VITE DI MISCELAZIONE | MWG POLYPHOSPHATE FEEDER 1/2" EMPTY WITH SCREW FOR DOSING | 040 | 111 | 42.24
FBDP06V | DOSATORE POLIFOSFATO MWG 1/2" VUOTO CON BYPASS | MWG POLYPHOSPHATE FEEDER 1/2" EMPTY WITH BYPASS | 040 | 111 | 60.32
FBDP07V | DOSATORE POLIFOSFATO MWG 3/4" VUOTO | MWG POLYPHOSPHATE FEEDER 3/4" EMPTY | 040 | 111 | 217.6
FBDP10V | DOSATORE POLIFOSFATO MWG 1" VUOTO | MWG POLYPHOSPHATE FEEDER 1" EMPTY | 040 | 111 | 207.2
FBDPR04 | CHIAVE MWG IN PLASTICA PER FBDP04V | MWG PLASTIC SPANNER FOR FBDP04V | 040 | 111 | 4.2
FBDPR06 | CHIAVE MWG IN PLASTICA PER FBDP06V | MWG PLASTIC SPANNER FOR FBDP06V | 040 | 111 | 1.4
FBEFR11 | 190x5.3 O-RING IN EPDM FOR MWG EUROFLOW | 190x5.3 O-RING IN EPDM FOR MWG EUROFLOW | 040 | 114 | 12.97
FBHW1007 | CONTENITORE FILTRO MWG ACQUA CALDA 3/4" L=10" | MWG HOT WATER FILTER HOUSING 3/4" - L=10" | 040 | 106 | 59.28
FBHW1010 | CONTENITORE FILTRO MWG ACQUA CALDA 1" L=10" | MWG HOT WATER FILTER HOUSING 1" - L=10" | 040 | 106 | 60.64
FBHW2007 | CONTENITORE FILTRO MWG ACQUA CALDA 3/4" L=20" | MWG HOT WATER FILTER HOUSING 3/4" - L=20" | 040 | 106 | 88.88
FBHW2010 | CONTENITORE FILTRO MWG ACQUA CALDA 1" L=20" | MWG HOT WATER FILTER HOUSING 1" - L=20" | 040 | 106 | 90.24
FBMD0507B | CONTENITORE FILTRO 2 PEZZI L=5" 3/4" VASO BLU | TWO PIECES FILTER HOUSING 3/4" - L=5" BLUE BOWL | 040 | 106 | 17.4
FBMD1002T | CONTENITORE FILTRO 2 PEZZI L=10" -1/4" VASO TRASPARENTE | TWO PIECES FILTER HOUSING 1/4" - L=10" CLEAR BOWL | 030 | 175 | 14.98
FBMD1002W | CONTENITORE FILTRO 2 PEZZI L=10" - 1/4" VASO BIANCO | TWO PIECES FILTER HOUSING 1/4" - L=10" WHITE BOWL | 030 | 175 | 15.12
FBMD1007B | CONTENITORE FILTRO 2 PEZZI L=10" 3/4" VASO BLU | TWO PIECES FILTER HOUSING 3/4" - L=10" BLUE BOWL | 040 | 106 | 18.75
FBMD1007T | CONTENITORE FILTRO 2 PEZZI L=10"-3/4" VASO TRASPARENTE | TWO PIECES FILTER HOUSING 3/4" - L=10" CLEAR BOWL | 040 | 106 | 20.53
FBMD2007B | CONTENITORE FILTRO 2 PEZZI L=20" 3/4" VASO BLU | TWO PIECES FILTER HOUSING 3/4" - L=20" BLUE BOWL | 040 | 106 | 48.68
FBMD2007T | CONTENITORE FILTRO 2 PEZZI L=20" 3/4" VASO TRASPARENTE | TWO PIECES FILTER HOUSING 3/4" - L=20" CLEAR BOWL | 040 | 106 | 64.05
FBMDR11 | CHIAVE IN PLASTICA PER FILTRI MD | PLASTIC SPANNER FOR FILTER MD | 040 | 106 | 1.45
FBMDR21 | STAFFA SINGOLA BLU IN PLASTICA PER FILTRI MD E MT COMPLETA DI VITI | BLUE PLASTIC BRACKET WITH SCREWS FOR FILTER MD AND MT | 040 | 106 | 2.05
FBMDR22 | STAFFA SINGOLA BIANCA IN PLASTICA PER FILTRI MD E MT COMPLETA DI VITI | WHITE PLASTIC BRACKET WITH SCREWS FOR MD AND MT FILTER HOUSINGS | 030 | 175 | 1.93
FBMDR24 | STAFFA DOPPIA BIANCA PER FILTRI DD E DT COMPLETA DI VITI | WHITE BRACKET WITH SCREWS FOR DD AND DT TWO FILTER HOUSINGS | 030 | 175 | 27.22
FBMDR26 | STAFFA TRIPLA BIANCA PER FILTRI TD E TT COMPLETA DI VITI | WHITE BRACKET WITH SCREWS FOR TD AND TT THREE FILTER HOUSINGS | 030 | 175 | 29.65
FBMDR31 | NIPPLO 3/4" BSPP IN PLASTICA CON O-RINGS PER FILTRI MD MM E MT | PLASTIC NIPPLE 3/4" BSPP W/O-RING FOR FILTER MD/MM/MT | 040 | 106 | 1.01
FBMDR32 | NR.2 NIPPLI 3/4" BSPP IN OTTONE CON O-RINGS PER FILTRI MD E MT | NR. 2 BRASS NIPPLES 3/4" WITH O-RING FOR FILTER MD/MT | 040 | 106 | 12.94
FBMDR51 | TESTA BIANCA FILTRO MD 1/4" NPT | WHITE HEAD FOR MD 1/4" NPT FILTER HOUSING | 040 | 106 | 6.25
FBMDR61 | VASO BLU 10" FILTRI MD + O-RING | BOWL BLUE 10" FOR MD FILTER HOUSINGS + O-RING | 040 | 106 | 14.39
FBMDR66 | VASO TRASPARENTE 20" FILTRI MD + O-RING | BOWL CLEAR 20" FOR MD FILTER HOUSINGS + O-RING | 040 | 106 | 36.93
FBMDR71 | O-RING TESTA FILTRI MD | O-RING FOR HEAD MD FILTER HOUSINGS | 040 | 106 | 0.68
FBMDR91 | VALVOLINA DI SFIATO CON O-RING PER TESTA FILTRI MD | BREATHER-VALVE WITH O-RING FOR HEAD MD FILTER HOUSING | 040 | 106 | 0.37
FBMM0505T | CONTENITORE FILTRO MINI L=5" - 1/2" VASO TRASPARENTE | MINI FILETR HOUSING 1/2" - L=5" CLEAR BOWL | 040 | 106 | 13.75
FBMM0505T3 | CONTENITORE FILTRO MINI L=5" - IN/OUT/TOP 1/2" VASO TRASPARENTE | MINI FILTER HOUSING 1/2" - L=5" IN/OUT/TOP CLEAR BOWL | 040 | 106 | 17.88
FBMMR11 | CHIAVE IN PLASTICA PER FILTRI MM | PLASTIC SPANNER FOR FILTER MM | 040 | 106 | 2.16
FBMMR41 | TUBO DIFFUSORE 5" PER FILTRI MM | DIFFUSER TUBE 5" FOR FILTER MM | 040 | 106 | 1.12
FBMT1005T | CONTENITORE FILTRO 3 PEZZI L=10" - 1/2" VASO TRASPARENTE | THREE PIECES FILTER HOUSING 1/2" - L=10" CLEAR BOWL | 040 | 106 | 20
FBMT1007B | CONTENITORE FILTRO 3 PEZZI L=10" - 3/4" VASO BLU | THREE PIECES FILTER HOUSING 3/4" - L=10" BLUE BOWL | 040 | 106 | 21.43
FBMT1007T | CONTENITORE FILTRO 3 PEZZI L=10" 3/4" VASO TRASPARENTE | THREE PIECES FILTER HOUSING 3/4" - L=10" CLEAR BOWL | 040 | 106 | 21.95
FBMT1010T | CONTENITORE FILTRO 3PEZZI L=10" - 1" VASO TRASPARENTE | THREE PIECES FILTER HOUSING 1" - L=10" CLEAR BOWL | 040 | 106 | 22.72
FBMT2005T | CONTENITORE FILTRO 3 PEZZI L=20" - 1/2" VASO TRASPARENTE | THREE PIECES FILTER HOUSING 1/2" - L=20" CLEAR BOWL | 040 | 106 | 47.6
FBMT2007T | CONTENITORE FILTRO 3 PEZZI L=20" - 3/4" VASO TRASPARENTE | THREE PIECES FILTER HOUSING 3/4" - L=20" CLEAR BOWL | 040 | 106 | 48.54
FBMT2010B | CONTENITORE FILTRO 3 PEZZI L=20" - 1" VASO BLU | THREE PIECES FILTER HOUSING 1" - L=20" BLUE BOWL | 040 | 106 | 55.42
FBMT2010T | CONTENITORE FILTRO 3 PEZZI L=20" - 1" VASO TRASPARENTE | THREE PIECES FILTER HOUSING 1" - L=20" CLEAR BOWL | 040 | 106 | 55.42
FBMTR11 | CHIAVE IN PLASTICA PER FILTRI MT | PLASTIC SPANNER FOR FILTER MT | 040 | 106 | 2.69
FBMTR41 | TUBO DIFFUSORE 10" PER FILTRI MT | DIFFUSER TUBE 10" FOR FILTER MT | 040 | 106 | 3.33
FBMTR51 | TESTA FILTRO MT 3/4" | HEAD FOR MT 3/4" FILTER HOUSING | 040 | 106 | 10.61
FBMTR52 | TESTA FILTRO MT 1" | HEAD FOR MT 1" FILTER HOUSING | 040 | 106 | 11.51
FBMTR61 | VASO BLU 10" FILTRI MT+O-RING | BOWL BLU 10" FOR MT FILTER HOUSINGS+O-RING | 040 | 106 | 10.56
FBMTR62 | VASO TRASPARENTE 10" FILTRI MT+O-RING | BOWL CLEAR 10" FOR MT FILTER HOUSINGS+O-RING | 040 | 106 | 10.56
FBMTR66 | VASO TRASPARENTE 20" FILTRI MT + O-RING | BOWL CLEAR 20" FOR MT FILTER HOUSINGS + O-RING | 040 | 106 | 32.83
FBMTR71 | O-RING TESTA FILTRI MT | O-RING FOR HEAD MT FILTER HOUSINGS | 040 | 106 | 0.51
FBMTR81 | GHIERA FILTRI MT | NUT FOR MT FILTER HOUSINGS | 040 | 106 | 3.16
FBMTR91 | VALVOLINA DI SFIATO BLU CON O-RING PER TESTA FILTRO MT | BLUE BREATHER-VALVE WITH O-RING FOR HEAD MT FILTER HOUSING | 040 | 106 | 0.51
FBMZ1002G | CONTENITORE FILTRO MWG ANTIMICROBICO 1/4" NPT L=10" VASO GRIGIO | MWG ANTIMICROBIAL FILTER HOUSING 1/4" NPT L=10" GREY BOWL | 040 | 106 | 31.4
FBMZ1002T | CONTENITORE FILTRO MWG ANTIMICROBICO 1/4" NPT L=10" VASO TRASPARENTE | MWG ANTIMICROBIAL FILTER HOUSING 1/4" NPT L=10" CLEAR BOWL | 040 | 106 | 33.16
FBMZ1003G | CONTENITORE FILTRO MWG ANTIMICROBICO 3/8" BSP L=10" VASO GRIGIO | MWG ANTIMICROBIAL FILTER HOUSING 3/8" BSP L=10" GREY BOWL | 040 | 106 | 27.52
FBMZ1003T | CONTENITORE FILTRO MWG ANTIMICROBICO 3/8" BSP L=10" VASO TRASPARENTE | MWG ANTIMICROBIAL FILTER HOUSING 3/8" BSP L=10" CLEAR BOWL | 040 | 106 | 29.28
FBMZ1005G | CONTENITORE FILTRO MWG ANTIMICROBICO 1/2" BSP L=10" VASO GRIGIO | MWG ANTIMICROBIAL FILTER HOUSING 1/2" BSP L=10" GREY BOWL | 040 | 106 | 27.6
FBMZ1005T | CONTENITORE FILTRO MWG ANTIMICROBICO 1/2" BSP L=10" VASO TRASPARENTE | MWG ANTIMICROBIAL FILTER HOUSING 1/2" BSP L=10" CLEAR BOWL | 040 | 106 | 29.36
FBMZ1007G | CONTENITORE FILTRO MWG ANTIMICROBICO 3/4" BSP L=10" VASO GRIGIO | MWG ANTIMICROBIAL FILTER HOUSING 3/4" BSP L=10" GREY BOWL | 040 | 106 | 27.6
FBMZ1007T | CONTENITORE FILTRO MWG ANTIMICROBICO 3/4" BSP L=10" VASO TRASPARENTE | MWG ANTIMICROBIAL FILTER HOUSING 3/4" BSP L=10" CLEAR BOWL | 040 | 106 | 29.36
FBMZ1010G | CONTENITORE FILTRO MWG ANTIMICROBICO 1" BSP L=10" VASO GRIGIO | MWG ANTIMICROBIAL FILTER HOUSING 1" BSP L=10" GREY BOWL | 040 | 106 | 27.56
FBMZ1010T | CONTENITORE FILTRO MWG ANTIMICROBICO 1" BSP L=10" VASO TRASPARENTE | MWG ANTIMICROBIAL FILTER HOUSING 1" BSP L=10" CLEAR BOWL | 040 | 106 | 29.32
FBMZ2007G | CONTENITORE FILTRO MWG ANTIMICROBICO 3/4" BSP L=20" VASO GRIGIO | MWG ANTIMICROBIAL FILTER HOUSING 3/4" BSP L=20" GREY BOWL | 040 | 106 | 35.64
FBMZ2007T | CONTENITORE FILTRO MWG ANTIMICROBICO 3/4" BSP L=20" VASO TRASPARENTE | MWG ANTIMICROBIAL FILTER HOUSING 3/4" BSP L=20" CLEAR BOWL | 040 | 106 | 38.68
FBMZ2010G | CONTENITORE FILTRO MWG ANTIMICROBICO 1" BSP L=20" VASO GRIGIO | MWG ANTIMICROBIAL FILTER HOUSING 1" BSP L=20" GREY BOWL | 040 | 106 | 35.6
FBMZ2010T | CONTENITORE FILTRO MWG ANTIMICROBICO 1" BSP L=20" VASO TRASPARENTE | MWG ANTIMICROBIAL FILTER HOUSING 1" BSP L=20" CLEAR BOWL | 040 | 106 | 38.64
FBMZR21 | STAFFA SINGOLA NERA IN PLASTICA PER FILTRI MZ COMPLETA DI VITI | BLACK PLASTIC BRACKET WITH SCREWS FOR FILTER MZ | 040 | 106 | 2.27
FBOA07T | CONTENITORE FILTRO MWG AUTOPULENTE OTTONE 3/4" VASO TRASPARENTE | MWG BRASS SELF CLEANING FILTER HOUSING 3/4" CLEAR BOWL | 040 | 109 | 261.08
FBOA10T | CONTENITORE FILTRO MWG AUTOPULENTE OTTONE 1" VASO TRASPARENTE | MWG BRASS SELF CLEANING FILTER HOUSING 1" CLEAR BOWL | 040 | 109 | 258.48
FBOAR77 | KIT SCARICO CONTENITORE FILTRO MWG AUTOPULENTE OTTONE | MWG DRAIN KIT FOR BRASS SELF CLEANING FILTER | 040 | 109 | 21.12
FBOAR99 | KIT AUTOMATIZZAZIONE CONTENITORE FILTRO MWG AUTOPULENTE OTTONE | MWG AUTOMATION KIT FOR BRASS SELF CLEANING FILTER | 040 | 109 | 509.6
FBOP1007T | CONTENITORE FILTRO MWG OTTONE L = 10" - 3/4" VASO TRASPARENTE | MWG BRASS FILTER HOUSING 3/4" - L=10" CLEAR BOWL | 040 | 109 | 172
FBOP1010T | CONTENITORE FILTRO MWG OTTONE L = 10" - 1" VASO TRASPARENTE | MWG BRASS FILTER HOUSING 1" - L=10" CLEAR BOWL | 040 | 109 | 172
FBOP1015T | CONTENITORE FILTRO MWG OTTONE L = 10" - 1,5" VASO TRASPARENTE | MWG BRASS FILTER HOUSING 1,5" - L=10" CLEAR BOWL | 040 | 109 | 177.6
FBOP1020T | CONTENITORE FILTRO MWG OTTONE L = 10" - 2" VASO TRASPARENTE | MWG BRASS FILTER HOUSING 2" - L=10" CLEAR BOWL | 040 | 109 | 188
FBOPR21 | STAFFA COMPLETA DI VITI PER FILTRI MWG OA, OP | MOUNTING BRACKET WITH SCREWS FOR MWG FILTER OA, OP | 040 | 109 | 12.8
FBS0320 | CONTENITORE FILTRO MWG FBS 3X20" AISI 316L 2" BSP M | MWG FILTER HOUSING FBS 3x20" AISI 316L 2" BSP M | 040 | 115 | 1125.58
FBS0330 | CONTENITORE FILTRO MWG FBS 3X30" AISI 316L 2" BSP M | MWG FILTER HOUSING FBS 3x30" AISI 316L 2" BSP M | 040 | 115 | 1347.61
FBS0340 | CONTENITORE FILTRO MWG FBS 3X40" AISI 316L 2" BSP M | MWG FILTER HOUSING FBS 3x40" AISI 316L 2" BSP M | 040 | 115 | 1436.43
FBS0520 | CONTENITORE FILTRO MWG FBS 5X20" AISI 316L 2" BSP M | MWG FILTER HOUSING FBS 5x20" AISI 316L 2" BSP M | 040 | 115 | 1135.82
FBS0530 | CONTENITORE FILTRO MWG FBS 5X30" AISI 316L 2" BSP M | MWG FILTER HOUSING FBS 5x30" AISI 316L 2" BSP M | 040 | 115 | 1357.87
FBS0540 | CONTENITORE FILTRO MWG FBS 5X40" AISI 316L 2" BSP M | MWG FILTER HOUSING FBS 5x40" AISI 316L 2" BSP M | 040 | 115 | 1446.68
FBS0720FL | CONTENITORE FILTRO MWG FBS 7X20" AISI 316L FLANG 2.5" ASME B16.5 CLAS150 | MWG FILTER HOUSING FBS 7x20" AISI 316L FLANG 2.5" ASME B16.5 CLAS150 | 040 | 115 | 2119.63
FBS0730FL | CONTENITORE FILTRO MWG FBS 7X30" AISI 316L FLANG 2.5" ASME B16.5 CLAS150 | MWG FILTER HOUSING FBS 7x30" AISI 316L FLANG 2.5" ASME B16.5 CLAS150 | 040 | 115 | 2222.1
FBS0740FL | CONTENITORE FILTRO MWG FBS 7X40" AISI 316L FLANG 2.5" ASME B16.5 CLAS150 | MWG FILTER HOUSING FBS 7x40" AISI 316L FLANG 2.5" ASME B16.5 CLAS150 | 040 | 115 | 2392.9
FBS1530FL | CONTENITORE FILTRO MWG FBS 15X30" AISI 316L FLANG 4" ASME B16.5 CLAS150 | MWG FILTER HOUSING FBS 15x30" AISI 316L FLANG 4" ASME B16.5 CLAS150 | 040 | 115 | 5918.21
FBS1540FL | CONTENITORE FILTRO MWG FBS 15X40" AISI 316L FLANG 4" ASME B16.5 CLAS150 | MWG FILTER HOUSING FBS 15x40" AISI 316L FLANG 4" ASME B16.5 CLAS150 | 040 | 115 | 6304.23
FBS2040FL | CONTENITORE FILTRO MWG FBS 20X40" AISI 316L FLANG 6" ASME B16.5 CLAS150 | MWG FILTER HOUSING FBS 20X40" AISI 316L FLANG 6" ASME B16.5 CLAS150 | 040 | 115 | 7299.99
FBSR13 | MOLLA IN AISI PER FILTRI MWG MOD. FBS | SPRING IN AISI FOR MWG FILTERS FBS MODEL | 040 | 115 | 36.26
FBTD1002W | CONTENITORE TRIPLO FILTRO 2 PEZZI L=10" - 1/4" VASO BIANCO | TWO PIECES THREE FILTER HOUSING L=10" - 1/4" WHITE BOWL | 030 | 175 | 42.3
FC010 | CARTUCCIA PURTREX PX01-9.7/8" | PURTREX CARTRIDGE PX01-9.7/8" | 040 | 100 | 4.09
FC011 | CARTUCCIA PURTREX PX03-9.7/8" | PURTREX CARTRIDGE PX03-9.7/8" | 040 | 100 | 4.14
FC012 | CARTUCCIA PURTREX PX05-9.7/8" | PURTREX CARTRIDGE PX05-9.7/8" | 040 | 100 | 3.76
FC013 | CARTUCCIA PURTREX PX10-9.7/8" | PURTREX CARTRIDGE PX10-9.7/8" | 040 | 100 | 3.58
FC014 | CARTUCCIA PURTREX PX20-9.7/8" | PURTREX CARTRIDGE PX20-9.7/8" | 040 | 100 | 3.43
FC015 | CARTUCCIA PURTREX PX30-9.7/8" | PURTREX CARTRIDGE PX30-9.7/8" | 040 | 100 | 3.25
FC016 | CARTUCCIA PURTREX PX50-9.7/8" | PURTREX CARTRIDGE PX50-9.7/8" | 040 | 100 | 3.1
FC017 | CARTUCCIA PURTREX PX75-9.7/8" | PURTREX CARTRIDGE PX75-9.7/8" | 040 | 100 | 2.91
FC020 | CARTUCCIA PURTREX PX01-20" | PURTREX CARTRIDGE PX01-20" | 040 | 100 | 7.92
FC021 | CARTUCCIA PURTREX PX03-20" | PURTREX CARTRIDGE PX03-20" | 040 | 100 | 7.61
FC022 | CARTUCCIA PURTREX PX05-20" | PURTREX CARTRIDGE PX05-20" | 040 | 100 | 7.28
FC023 | CARTUCCIA PURTREX PX10-20" | PURTREX CARTRIDGE PX10-20" | 040 | 100 | 6.95
FC024 | CARTUCCIA PURTREX PX20-20" | PURTREX CARTRIDGE PX20-20" | 040 | 100 | 6.58
FC025 | CARTUCCIA PURTREX PX30-20" | PURTREX CARTRIDGE PX30-20" | 040 | 100 | 6.29
FC026 | CARTUCCIA PURTREX PX50-20" | PURTREX CARTRIDGE PX50-20" | 040 | 100 | 5.94
FC030 | CARTUCCIA PURTREX PX01-30" | PURTREX CARTRIDGE PX01-30" | 040 | 100 | 11.91
FC031 | CARTUCCIA PURTREX PX03-30" | PURTREX CARTRIDGE PX03-30" | 040 | 100 | 11.4
FC032 | CARTUCCIA PURTREX PX05-30" | PURTREX CARTRIDGE PX05-30" | 040 | 100 | 10.89
FC033 | CARTUCCIA PURTREX PX10-30" | PURTREX CARTRIDGE PX10-30" | 040 | 100 | 10.4
FC034 | CARTUCCIA PURTREX PX20-30" | PURTREX CARTRIDGE PX20-30" | 040 | 100 | 9.9
FC035 | CARTUCCIA PURTREX PX30-30" | PURTREX CARTRIDGE PX30-30" | 040 | 100 | 9.42
FC036 | CARTUCCIA PURTREX PX50-30" | PURTREX CARTRIDGE PX50-30" | 040 | 100 | 8.93
FC040 | CARTUCCIA PURTREX PX01-40" | PURTREX CARTRIDGE PX01-40" | 040 | 100 | 15.89
FC041 | CARTUCCIA PURTREX PX03-40" | PURTREX CARTRIDGE PX03-40" | 040 | 100 | 15.2
FC042 | CARTUCCIA PURTREX PX05-40" | PURTREX CARTRIDGE PX05-40" | 040 | 100 | 14.56
FC043 | CARTUCCIA PURTREX PX10-40" | PURTREX CARTRIDGE PX10-40" | 040 | 100 | 13.88
FC044 | CARTUCCIA PURTREX PX20-40" | PURTREX CARTRIDGE PX20-40" | 040 | 100 | 13.2
FC045 | CARTUCCIA PURTREX PX30-40" | PURTREX CARTRIDGE PX30-40" | 040 | 100 | 12.57
FC046 | CARTUCCIA PURTREX PX50-40" | PURTREX CARTRIDGE PX50-40" | 040 | 100 | 11.91
FC050 | CARTUCCIA MELT BLOWN DLPP-01-10 ( 9.7/8") | MELT BLOWN CARTRIDGE DLPP-01-10 ( 9.7/8") | 040 | 100 | 2.45
FC051 | CARTUCCIA MELT BLOWN DLPP-05-10 ( 9.7/8") | MELT BLOWN CARTRIDGE DLPP-05-10 ( 9.7/8") | 040 | 100 | 2.39
FC052 | CARTUCCIA MELT BLOWN DLPP-10-10 ( 9.7/8") | MELT BLOWN CARTRIDGE DLPP-10-10 (9.7/8") | 040 | 100 | 2.35
FC053 | CARTUCCIA MELT BLOWN DLPP-20-10 ( 9.7/8") | MELT BLOWN CARTRIDGE DLPP-20-10 ( 9.7/8") | 040 | 100 | 2.31
FC054 | CARTUCCIA MELT BLOWN DLPP-30-10 ( 9.7/8" ) | MELT BLOWN CARTRIDGE DLPP-30-10 ( 9.7/8" ) | 040 | 100 | 2.27
FC055 | CARTUCCIA MELT BLOWN DLPP-50-10 ( 9.7/8") | MELT BLOWN CARTRIDGE DLPP-50-10 ( 9.7/8") | 040 | 100 | 2.24
FC060 | CARTUCCIA MELT BLOWN DLPP-01-20 | MELT BLOWN CARTRIDGE DLPP-01-20 | 040 | 100 | 4.93
FC061 | CARTUCCIA MELT BLOWN DLPP-05-20 | MELT BLOWN CARTRIDGE DLPP-05-20 | 040 | 100 | 4.84
FC062 | CARTUCCIA MELT BLOWN DLPP-10-20 | MELT BLOWN CARTRIDGE DLPP-10-20 | 040 | 100 | 4.76
FC063 | CARTUCCIA MELT BLOWN DLPP-20-20 | MELT BLOWN CARTRIDGE DLPP-20-20 | 040 | 100 | 4.66
FC064 | CARTUCCIA MELT BLOWN DLPP-30-20 | MELT BLOWN CARTRIDGE DLPP-30-20 | 040 | 100 | 4.58
FC065 | CARTUCCIA MELT BLOWN DLPP-50-20 | MELT BLOWN CARTRIDGE DLPP-50-20 | 040 | 100 | 4.5
FC070 | CARTUCCIA MELT BLOWN DLPP-01-30 | MELT BLOWN CARTRIDGE DLPP-01-30 | 040 | 100 | 7.4
FC071 | CARTUCCIA MELT BLOWN DLPP-05-30 | MELT BLOWN CARTRIDGE DLPP-05-30 | 040 | 100 | 7.27
FC072 | CARTUCCIA MELT BLOWN DLPP-10-30 | MELT BLOWN CARTRIDGE DLPP-10-30 | 040 | 100 | 7.14
FC073 | CARTUCCIA MELT BLOWN DLPP-20-30 | MELT BLOWN CARTRIDGE DLPP-20-30 | 040 | 100 | 7.02
FC074 | CARTUCCIA MELT BLOWN DLPP-30-30 | MELT BLOWN CARTRIDGE DLPP-30-30 | 040 | 100 | 6.89
FC075 | CARTUCCIA MELT BLOWN DLPP-50-30 | MELT BLOWN CARTRIDGE DLPP-50-30 | 040 | 100 | 6.76
FC080 | CARTUCCIA MELT BLOWN DLPP-01-40 | MELT BLOWN CARTRIDGE DLPP-01-40 | 040 | 100 | 9.89
FC081 | CARTUCCIA MELT BLOWN DLPP-05-40 | MELT BLOWN CARTRIDGE DLPP-05-40 | 040 | 100 | 9.72
FC082 | CARTUCCIA MELT BLOWN DLPP-10-40 | MELT BLOWN CARTRIDGE DLPP-10-40 | 040 | 100 | 9.55
FC083 | CARTUCCIA MELT BLOWN DLPP-20-40 | MELT BLOWN CARTRIDGE DLPP-20-40 | 040 | 100 | 9.36
FC084 | CARTUCCIA MELT BLOWN DLPP-30-40 | MELT BLOWN CARTRIDGE DLPP-30-40 | 040 | 100 | 9.18
FC085 | CARTUCCIA MELT BLOWN DLPP-50-40 | MELT BLOWN CARTRIDGE DLPP-50-40 | 040 | 100 | 9.02
FC100 | CARTUCCIA FILO AVVOLTO MWG DLSW-10-01 ( 9-7/8" ) | MWG STRING WOUND CARTRIDGE DLSW-10-01 ( 9-7/8" ) | 040 | 100 | 3.4
FC101 | CARTUCCIA FILO AVVOLTO MWG DLSW-10-05 (9-7/8") | MWG STRING WOUND CARTRIDGE DLSW-10-05 (9-7/8") | 040 | 100 | 3.32
FC102 | CARTUCCIA FILO AVVOLTO MWG DLSW-10-10 (9-7/8") | MWG STRING WOUND CARTRIDGE DLSW-10-10 (9-7/8") | 040 | 100 | 3.3
FC103 | CARTUCCIA FILO AVVOLTO MWG DLSW-10-20 (9-7/8") | MWG STRING WOUND CARTRIDGE DLSW-10-20 (9-7/8") | 040 | 100 | 3.29
FC104 | CARTUCCIA FILO AVVOLTO MWG DLSW-10-50 (9-7/8") | MWG STRING WOUND CARTRIDGE DLSW-10-50 (9-7/8") | 040 | 100 | 3.29
FC105 | CARTUCCIA FILO AVVOLTO MWG DLSW-10-100 (9-7/8") | MWG STRING WOUND CARTRIDGE DLSW-10-100 (9-7/8") | 040 | 100 | 3.32
FC110 | CARTUCCIA FILO AVVOLTO MWG DLSW-20-01 | MWG STRING WOUND CARTRIDGE DLSW-20-01 | 040 | 100 | 6.8
FC111 | CARTUCCIA FILO AVVOLTO MWG DLSW-20-05 | MWG STRING WOUND CARTRIDGE DLSW-20-05 | 040 | 100 | 6.67
FC112 | CARTUCCIA FILO AVVOLTO MWG DLSW-20-10 | MWG STRING WOUND CARTRIDGE DLSW-20-10 | 040 | 100 | 6.66
FC113 | CARTUCCIA FILO AVVOLTO MWG DLSW-20-20 | MWG STRING WOUND CARTRIDGE DLSW-20-20 | 040 | 100 | 6.55
FC114 | CARTUCCIA FILO AVVOLTO MWG DLSW-20-50 | MWG STRING WOUND CARTRIDGE DLSW-20-50 | 040 | 100 | 6.46
FC115 | CARTUCCIA FILO AVVOLTO MWG DLSW-20-100 | MWG STRING WOUND CARTRIDGE DLSW-20-100 | 040 | 100 | 6.47
FCAL1070 | CARTUCCIA MWG AISI 304 LISCIA 10"-70 MICRON DOPPIO O-RING 57 MM | MWG AISI 304 SMOOTH CARTRIDGE 10"-70 MICRON 2 O-RINGS 57 MM | 040 | 105 | 47.92
FCAP1050 | CARTUCCIA MWG AISI 304 PLISSETTATA 10"-50 MICRON DOPPIO O-RING 57 MM | MWG AISI 304 PLEATED CARTRIDGE 10"-50 MICRON 2 O-RINGS 57 MM | 040 | 105 | 49.68
FCOA50PP | CARTUCCIA MWG PLISSETTATA IN PLASTICA 50 MICRON PER FILTRO AUTOPULENTE | MWG PLASTIC PLEATED CARTRIDGE 50 MICRON FOR SELF CLEANING FILTER | 040 | 105 | 25.6
FCOA90NA | CARTUCCIA MWG A RETE IN AISI 90 MICRON PER FILTRO AUTOPULENTE | MWG SS NET CARTRIDGE 90 MICRON FOR SELF CLEANING FILTER | 040 | 105 | 19.68
FV275MC-600 | VALV. FLECK 2750 AUT. FILTRO CRON. 12 GG | FLECK VALV. 2750 FILTER 12 DAYS | 023 | 530 | 888.77
FV275MC-601 | VALV. FLECK 2750 AUT. FILTRO CRON. 12 GG NBP | FLECK VALV. 2750 FILTER 12 DAYS NBP | 023 | 530 | 1040.71
FV275MC-602 | VALV. FLECK 2750/1650 AUT. ADDOLC. CRON. 12 GG 3-5-1 | FLECK VALV. 2750/1650 12 DAYS 3-5-1 | 023 | 530 | 927.23
FV275MC-603 | VALV. FLECK 2750/1710 AUT. ADDOLC. CRON. 12 GG 4C-10-2 | FLECK VALV. 2750/1710 12 DAYS 4C-10-2 | 023 | 530 | 1053.35
FV275MP-600 | VALV. FLECK 2750/1650 AUT. ADDOLC. AD IMPULSO 3-5-1 | FLECK VALV. 2750/1650 PULSE 3-5-1 | 023 | 530 | 972.99
FV275MR-600 | VALV. FLECK 2750/1650 AUT. ADDOLC. VOL. CONTATORE 1" (100 M3) 3-5-1 | FLECK VALV. 2750/1650 1" METER (100 M3) 3-5-1 | 023 | 530 | 1935.82
FV275NC-600 | VALV. FLECK 2750 AUT. FILTRO CRON. NXT NBP | FLECK VALV. 2750 FILTER NXT NBP | 023 | 530 | 1459.59
FV275NC-601 | VALV. FLECK 2750 AUT. FILTRO CRON. NXT | FLECK VALV. 2750 FILTER NXT | 023 | 530 | 1312.12
FV275NC-602 | VALV. FLECK 2750/1650 AUT. ADDOLC. CRON. NXT 3-5-1 | FLECK VALV. 2750/1650 NXT 3-5-1 | 023 | 530 | 1384.52
FV275NC-603 | VALV. FLECK 2750/1650 AUT. ADDOLC. CRON. NXT NBP 3-5-1 | FLECK VALV. 2750/1650 NXT NBP 3-5-1 | 023 | 530 | 1532.02
FV275NC-604 | VALV. FLECK 2750/1710 AUT. ADDOLC. CRON. NXT NBP 4C-10-2 | FLECK VALV. 2750/1710 NXT NBP 4C-10-2 | 023 | 530 | 1609.31
FV275NC-605 | VALV. FLECK 2750/1600 AUT. ADDOLC. CRON. NXT CON MICROSWITCH 3-5-1 HW | FLECK VALV. 2750/1600 NXT HW MSWIRED 3-5-1 | 023 | 530 | 1645.04
FV275NC-606 | VALV. FLECK 2750/1600 AUT. ADD. CRON. NXT NBP CON MICROSWITCH 3-5-1 HW | FLECK VALV. 2750/1600 NXT HW MSWIRED NBP 3-5-1 | 023 | 530 | 1792.51
FV275SC-600 | VALV. FLECK 2750 AUT. FILTRO CRON. SXT | FLECK VALV. 2750 FILTER SXT | 023 | 530 | 910.63
FV275SC-601 | VALV. FLECK 2750 AUT. FILTRO CRON. SXT NBP | FLECK VALV. 2750 FILTER SXT NBP | 023 | 530 | 1058.15
FV275SC-602 | VALV. FLECK 2750 AUT. FILTRO CRON. SXT NBP HW | FLECK VALV. 2750 FILTER SXT NBP HW | 023 | 530 | 1249.33
FV275SC-603 | VALV. FLECK 2750/1650 AUT. ADDOLC. CRON. SXT 3-5-1 | FLECK VALV. 2750/1650 SXT 3-5-1 | 023 | 530 | 820.23
FV275XC-600 | VALV. FLECK 2750/1710 AUT. ADDOLC. NO TIMER CON MICROSWITCH 4C-10-2 | FLECK VALV. 2750/1710 NO TIMER MSWIRED 4C-10-2 | 023 | 530 | 1047.58
FV275XC-601 | VALV. FLECK 2750/1650 AUT. ADDOLC. NO TIMER CON MICROSWITCH 3-5-1 | FLECK VALV. 2750/1650 NO TIMER MSWIRED 3-5-1 | 023 | 530 | 967.97
FV275XC-602 | VALV. FLECK 2750/1600 AUT. ADDOLC. NO TIMER CON MICROSWITCH 3-5-1 HW | FLECK VALV. 2750/1600 NO TIMER HW MSWIRED 3-5-1 | 023 | 530 | 1164.9
FV275XM-600 | VALV. FLECK 2750 MANUALE FILTRO | FLECK VALV. 2750 FILTER MANUAL | 023 | 530 | 496.03
FV275XM-601 | VALV. FLECK 2750 MANUALE FILTRO NBP | FLECK VALV. 2750 FILTER MANUAL NBP | 023 | 530 | 647.97
FV285MC-600 | VALV. FLECK 2850 AUT. FILTRO CRON. 12 GG | FLECK VALV. 2850 FILTER 12 DAYS | 023 | 535 | 1254.86
FV285MC-601 | VALV. FLECK 2850 AUT. FILTRO CRON. 12 GG NBP | FLECK VALV. 2850 FILTER 12 DAYS NBP | 023 | 535 | 1575.42
FV285MC-602 | VALV. FLECK 2850/1650 AUT. ADDOLC. CRON. 12 GG 3-5-1 | FLECK VALV. 2850/1650 12 DAYS 3-5-1 | 023 | 535 | 1510.09
FV285MC-603 | VALV. FLECK 2850/1710 AUT. ADDOLC. CRON. 12 GG 3C-7-1,2 | FLECK VALV. 2850/1710 12 DAYS 3C-7-1,2 | 023 | 535 | 1589.65
FV285MC-604 | VALV. FLECK 2850/1710 AUT. ADDOLC. CRON. 12 GG 4C-10-2 | FLECK VALV. 2850/1710 12 DAYS 4C-10-2 | 023 | 535 | 1429.12
FV285MC-605 | VALV. FLECK 2850/1710 AUT. ADDOLC. CRON. 12 GG 4C-10-2 NBP | FLECK VALV. 2850/1710 12 DAYS 4C-10-2 NBP | 023 | 535 | 1756.21
FV285MC-606 | VALV. FLECK 2850/1710 AUT. ADDOLC. CRON. 12 GG 4C-15-2 | FLECK VALV. 2850/1710 12 DAYS 4C-15-2 | 023 | 535 | 1589.65
FV285MR-600 | VALV. FLECK 2850/1650 AUT. ADDOLC. VOL. CONTATORE 1.5" 40 M3 3-5-1 | FLECK VALV. 2850/1650 1.5" METER 40 M3 3-5-1 | 023 | 535 | 2626.04
FV285MR-601 | VALV. FLECK 2850/1710 AUT. ADDOLC. VOL. CONTATORE 1.5" 200 M3 4C-10-2 | FLECK VALV. 2850/1710 1.5" METER 200 M3 4C-10-2 | 023 | 535 | 2727.59
FV285MR-602 | VALV. FLECK 2850/1710 AUT. ADDOLC. VOL. CONTATORE 1.5" 200 M3 4C-10-2 NB | FLECK VALV. 2850/1710 1.5" METER 200 M3 4C-10-2 NBP | 023 | 535 | 2894.19
FV285NC-600 | VALV. FLECK 2850 AUT. FILTRO CRON. NXT | FLECK VALV. 2850 FILTER NXT | 023 | 535 | 1791.76
FV285NC-601 | VALV. FLECK 2850 AUT. FILTRO CRON. NXT NBP | FLECK VALV. 2850 FILTER NXT NBP | 023 | 535 | 1953.48
FV285NC-602 | VALV. FLECK 2850/1650 AUT. ADDOLC. CRON. 3-5-1 NXT NBP | FLECK VALV. 2850/1650 NXT NBP 3-5-1 | 023 | 535 | 2051.75
FV285NC-603 | VALV. FLECK 2850/1710 AUT. ADDOLC. CRON. 4C-10-2 NXT NBP | FLECK VALV. 2850/1710 NXT NBP 4C-10-2 | 023 | 535 | 2129
FV285NC-604 | VALV. FLECK 2850/1710 AUT. ADDOLC. CRON. 4C-15-2 NXT NBP | FLECK VALV. 2850/1710 NXT NBP 4C-15-2 | 023 | 535 | 2129
FV285NC-605 | VALV. FLECK 2850/1710 AUT. ADDOLC. CRON. 5C-25-4 NXT NBP | FLECK VALV. 2850/1710 NXT NBP 5C-25-4 | 023 | 535 | 2129
FV285NC-606 | VALV. FLECK 2850/1650 AUT. ADDOLC. CRON. 3-5-1 NXT | FLECK VALV. 2850/1650 NXT 3-5-1 | 023 | 535 | 1890.03
FV285NC-607 | VALV. FLECK 2850/1710 AUT. ADDOLC. CRON. 4C-10-2 NXT | FLECK VALV. 2850/1710 NXT 4C-10-2 | 023 | 535 | 1967.32
FV285NC-608 | VALV. FLECK 2850/1710 AUT. ADDOLC. CRON. 4C-15-2 NXT | FLECK VALV. 2850/1710 NXT 4C-15-2 | 023 | 535 | 1967.32
FV285NC-609 | VALV. FLECK 2850/1710 AUT. ADDOLC. CRON. 5C-25-4 NXT | FLECK VALV. 2850/1710 NXT 5C-25-4 | 023 | 535 | 1967.32
FV285SC-600 | VALV. FLECK 2850 AUT. FILTRO CRON. SXT | FLECK VALV. 2850 FILTER SXT | 023 | 535 | 1390.28
FV285SC-601 | VALV. FLECK 2850 AUT. FILTRO CRON. SXT NBP | FLECK VALV. 2850 FILTER SXT NBP | 023 | 535 | 1552
FV285SC-602 | VALV. FLECK 2850/1650 AUT. ADDOLC. CRON. SXT 3-5-1 | FLECK VALV. 2850/1650 SXT 3-5-1 | 023 | 535 | 1306.97
FV285SC-603 | VALV. FLECK 2850/1650 AUT. ADDOLC. CRON. SXT 3-5-1 NBP | FLECK VALV. 2850/1650 SXT 3-5-1 NBP | 023 | 535 | 1650.27
FV285SC-604 | VALV. FLECK 2850/1710 AUT. ADDOLC. CRON. 3C-7-1,2 SXT | FLECK VALV. 2850/1710 SXT 3C-7-1,2 | 023 | 535 | 1565.81
FV285SC-605 | VALV. FLECK 2850/1710 AUT. ADDOLC. CRON. 4C-10-2 SXT | FLECK VALV. 2850/1710 SXT 4C-10-2 | 023 | 535 | 1388.11
FV285SC-606 | VALV. FLECK 2850/1710 AUT. ADDOLC. CRON. 4C-10-2 SXT NBP | FLECK VALV. 2850/1710 SXT 4C-10-2 NBP | 023 | 535 | 1727.56
FV285SC-607 | VALV. FLECK 2850/1710 AUT. ADDOLC. CRON. 4C-15-2 SXT | FLECK VALV. 2850/1710 SXT 4C-15-2 | 023 | 535 | 1565.81
FV285SC-608 | VALV. FLECK 2850/1710 AUT. ADDOLC. CRON. 5C-25-4 SXT NBP | FLECK VALV. 2850/1710 SXT 5C-25-4 NBP | 023 | 535 | 1727.56
FV285XC-600 | VALV. FLECK 2850/1710 AUT. ADDOLC. NOTIMER MSWIRED 4C-10-2 | FLECK VALV. 2850/1710 NOTIMER MSWIRED 4C-10-2 | 023 | 535 | 1594.27
FV285XC-601 | VALV. FLECK 2850/1710 AUT. ADDOLC. NOTIMER MSWIRED 4C-10-2 NBP | FLECK VALV. 2850/1710 NOTIMER MSWIRED 4C-10-2 NBP | 023 | 535 | 1760.83
FV285XM-600 | VALV. FLECK 2850 MANUALE FILTRO NBP | FLECK VALV. 2850 FILTER MANUAL NBP | 023 | 535 | 1182.71
FV291MC-600 | VALV. FLECK 2900 AUT. FILTRO CRON. 12 GG DF | FLECK VAL. 2900 FILTER 12 DAYS DF | 023 | 540 | 2082.38
FV291MC-601 | VALV. FLECK 2910/1650 AUT. ADDOLC. CRON. 12 GG DF 3-5-1 | FLECK VALV. 2910/1650 12 DAYS DF 3-5-1 | 023 | 540 | 2183.58
FV291MC-602 | VALV. FLECK 2910/1710 AUT. ADDOLC. CRON. 12 GG DF 3C-7-1,2 | FLECK VALV. 2910/1710 12 DAYS DF 3C-7-1,2 | 023 | 540 | 2263.18
FV291MC-603 | VALV. FLECK 2910/1710 AUT. ADDOLC. CRON. 12 GG DF 3C-10-2 | FLECK VALV. 2910/1710 12 DAYS DF 3C-10-2 | 023 | 540 | 2263.18
FV291MC-604 | VALV. FLECK 2910/1710 AUT. ADDOLC. CRON. 12 GG DF 4C-15-2 | FLECK VALV. 2910/1710 12 DAYS DF 4C-15-2 | 023 | 540 | 2263.18
FV291MC-605 | VALV. FLECK 2910/1710 AUT. ADDOLC. CRON. 12 GG DF 6C-25-4 | FLECK VALV. 2910/1710 12 DAYS DF 6C-25-4 | 023 | 540 | 2263.18
FV291MC-606 | VALV. FLECK 2910/1710 AUT. ADDOLC. CRON. 12 GG DF 4C-15-2 NBP | FLECK VALV. 2910/1710 12 DAYS DF 4C-15-2 NBP | 023 | 540 | 2263.18
FV291MD-600 | VALV. FLECK 2910/1710 AUT. ADDOLC. DUPLEX A #7 NBP 3C-7-1,2 | FLECK VAL. 2910/1710 DUPLEX A #7 NBP 3C-7-1,2 | 023 | 540 | 2507.44
FV291MD-601 | VALV. FLECK 2910/1710 AUT. ADDOLC. DUPLEX B #7 NBP 3C-7-1,2 | FLECK VAL. 2910/1710 DUPLEX B #7 NBP 3C-7-1,2 | 023 | 540 | 2507.44
FV291MD-602 | VALV. FLECK 2910/1710 AUT. ADDOLC. DUPLEX A #7 NBP 4C-12-2 | FLECK VAL. 2910/1710 DUPLEX A #7 NBP 4C-12-2 | 023 | 540 | 2507.44
FV291MD-603 | VALV. FLECK 2910/1710 AUT. ADDOLC. DUPLEX B #7 NBP 4C-12-2 | FLECK VAL. 2910/1710 DUPLEX B #7 NBP 4C-12-2 | 023 | 540 | 2507.44
FV291MD-604 | VALV. FLECK 2910/1710 AUT. ADDOLC. DUPLEX A #7 NBP 4C-15-2 | FLECK VAL. 2910/1710 DUPLEX A #7 NBP 4C-15-2 | 023 | 540 | 2507.44
FV291MD-605 | VALV. FLECK 2910/1710 AUT. ADDOLC. DUPLEX B #7 NBP 4C-15-2 | FLECK VAL. 2910/1710 DUPLEX B #7 NBP 4C-15-2 | 023 | 540 | 2507.44
FV291MD-606 | VALV. FLECK 2910/1710 AUT. ADDOLC. DUPLEX A #7 NBP 5C-25-4 | FLECK VAL. 2910/1710 DUPLEX A #7 NBP 5C-25-4 | 023 | 540 | 2507.44
FV291MD-607 | VALV. FLECK 2910/1710 AUT. ADDOLC. DUPLEX B #7 NBP 5C-25-4 | FLECK VAL. 2910/1710 DUPLEX B #7 NBP 5C-25-4 | 023 | 540 | 2507.44
FV291MD-608 | VALV. FLECK 2910/1710 AUT. ADDOLC. DUPLEX A #7 NBP 6C-30-4 | FLECK VAL. 2910/1710 DUPLEX A #7 NBP 6C-30-4 | 023 | 540 | 2507.44
FV291MD-609 | VALV. FLECK 2910/1710 AUT. ADDOLC. DUPLEX B #7 NBP 6C-30-4 | FLECK VAL. 2910/1710 DUPLEX B #7 NBP 6C-30-4 | 023 | 540 | 2507.44
FV291MR-600 | VALV. FLECK 2910/1650 AUT. ADDOLC. VOL. CONTATORE 2" DF 75 M3 3-5-1 | FLECK VALV. 2910/1650 2" METER 75 M3 3-5-1 | 023 | 540 | 3369.4
FV291MR-601 | VALV. FLECK 2910/1710 AUT. ADDOLC. VOL. CONTATORE 2" DF 375 M3 3C-7-1,2 | FLECK VALV. 2910/1710 2" METER 375 M3 3C-7-1,2 | 023 | 540 | 2536.1
FV291MR-602 | VALV. FLECK 2910/1710 AUT. ADDOLC. VOL. CONTATORE 2" DF 75 M3 3C-7-1,2 | FLECK VALV. 2910/1710 2" METER 75 M3 3C-7-1,2 | 023 | 540 | 3448.98
FV291NC-600 | VALV. FLECK 2910/1650 AUT. ADDOLC. CRON. DF NXT 3-7-1 NBP | FLECK VALV. 2910/1650 NXT 3-7-1 NBP | 023 | 540 | 2512.83
FV291NC-601 | VALV. FLECK 2910/1710 AUT. ADDOLC. CRON. DF NXT 3C-10-2 NBP | FLECK VALV. 2910/1710 NXT 3C-10-2 NBP | 023 | 540 | 2590.08
FV291NC-602 | VALV. FLECK 2910/1710 AUT. ADDOLC. CRON. DF NXT 4C-10-2 NBP | FLECK VALV. 2910/1710 NXT 4C-10-2 NBP | 023 | 540 | 2590.08
FV291NC-603 | VALV. FLECK 2910/1710 AUT. ADDOLC. CRON. DF NXT 4C-15-2 NBP | FLECK VALV. 2910/1710 NXT 4C-15-2 NBP | 023 | 540 | 2190.33
FV291NC-604 | VALV. FLECK 2910/1710 AUT. ADDOLC. CRON. DF NXT 6C-25-4 | FLECK VALV. 2910/1710 NXT 6C-25-4 | 023 | 540 | 2590.08
FV291NC-605 | VALV. FLECK 2910/1710 AUT. ADDOLC. CRON. DF NXT 6C-25-4 NBP | FLECK VALV. 2910/1710 NXT 6C-25-4 NBP | 023 | 540 | 2590.08
FV291NC-606 | VALV. FLECK 2910/1710 AUT. ADDOLC. CRON. DF NXT 7C-30-7 NBP | FLECK VALV. 2910/1710 NXT 7C-30-7 NBP | 023 | 540 | 2590.08
FV291NC-607 | VALV. FLECK 2910/1710 AUT. ADDOLC. CRON. DF NXT 4C-15-2 HW | FLECK VALV. 2910/1710 NXT 4C-15-2 HW | 023 | 540 | 3180.91
FV291NC-608 | VALV. FLECK 2910/1710 AUT. ADDOLC. CRON. DF NXT 4C-15-2 HW NBP | FLECK VALV. 2910/1710 NXT 4C-15-2 HW NBP | 023 | 540 | 3180.91
FV291NC-609 | VALV. FLECK 2910/1710 AUT. ADDOLC. CRON. UF NXT 4C-15-2 | FLECK VALV. 2910/1710 NXT UF 4C-15-2 | 023 | 540 | 2749.35
FV291NC-610 | VALV. FLECK 2910/1710 AUT. ADDOLC. CRON. UF NXT 4C-15-2 NBP | FLECK VALV. 2910/1710 NXT UF 4C-15-2 NBP | 023 | 540 | 2749.35
FV291SC-600 | VALV. FLECK 2910/1650 AUT. ADDOLC. CRON. DF SXT 3-5-1 | FLECK VALV. 2910/1650 SXT 3-5-1 | 023 | 540 | 2111.31
FV291SC-601 | VALV. FLECK 2910/1710 AUT. ADDOLC. CRON. DF SXT 3C-7-1,2 | FLECK VALV. 2910/1710 SXT 3C-7-1,2 | 023 | 540 | 2188.6
FV291SC-602 | VALV. FLECK 2910/1710 AUT. ADDOLC. CRON. DF SXT 4C-10-2 | FLECK VALV. 2910/1710 SXT 4C-10-2 | 023 | 540 | 2188.6
FV291SC-603 | VALV. FLECK 2910/1710 AUT. ADDOLC. CRON. DF SXT 4C-15-2 | FLECK VALV. 2910/1710 SXT 4C-15-2 | 023 | 540 | 1863.73
FV291SC-604 | VALV. FLECK 2910/1710 AUT. ADDOLC. CRON. DF SXT 5C-25-4 | FLECK VALV. 2910/1710 SXT 5C-25-4 | 023 | 540 | 2188.6
FV291XC-600 | VALV. FLECK 2910/1650 AUT. ADDOLC. DF NOTIMER 3-5-1 NBP | FLECK VALV. 2910/1650 NOTIMER 3-5-1 NBP | 023 | 540 | 2075.31
FV291XC-601 | VALV. FLECK 2910/1650 AUT. ADDOLC. DF NOTIMER 3-7-1 NBP | FLECK VALV. 2910/1650 NOTIMER 3-7-1 NBP | 023 | 540 | 2116.8
FV291XC-602 | VALV. FLECK 2910/1710 AUT. ADDOLC. DF NOTIMER 4C-10-2 NBP | FLECK VALV. 2910/1710 NOTIMER 4C-10-2 NBP | 023 | 540 | 2196.38
FV291XC-603 | VALV. FLECK 2910/1710 AUT. ADDOLC. DF NOTIMER 5C-15-2 NBP | FLECK VALV. 2910/1710 NOTIMER 5C-15-2 NBP | 023 | 540 | 2196.38
FV291XC-604 | VALV. FLECK 2910/1710 AUT. ADDOLC. DF NOTIMER 5C-25-4 NBP | FLECK VALV. 2910/1710 NOTIMER 5C-25-4 NBP | 023 | 540 | 2196.38
FV291XC-605 | VALV. FLECK 2910/1710 AUT. ADDOLC. DF NOTIMER 7C-30-7 NBP | FLECK VALV. 2910/1710 NOTIMER 7C-30-7 NBP | 023 | 540 | 2196.38
FV291XC-606 | VALV. FLECK 2910/1710 AUT. ADDOLC. DF NOTIMER NOPLUG 4C-15-2 NBP | FLECK VALV. 2910/1710 NOTIMER NOPLUG 4C-15-2 NBP | 023 | 540 | 2131.06
FV291XC-607 | VALV. FLECK 2910/1710 AUT. ADDOLC. DF NOTIMER NOPLUG 5C-25-2 NBP | FLECK VALV. 2910/1710 NOTIMER NOPLUG 5C-25-2 NBP | 023 | 540 | 2131.06
FV291XP-600 | VALV. FLECK 2910/1700 AUT. ADDOLC. DF NOTIMER NOPLUG 6C-25-4 HW | FLECK VALV. 2910/1700 NOTIMER NOPLUG 6C-25-4-HW | 023 | 540 | 2739.58
FV315MC-600 | VALV. FLECK 3150 AUT. FILTRO CRON. 12 GG | FLECK VALV. 3150 FILTER 12 DAYS | 023 | 545 | 2998.02
FV315MC-601 | VALV. FLECK 3150 AUT. FILTRO CRON. 12 GG NBP | FLECK VALV. 3150 FILTER 12 DAYS NBP | 023 | 545 | 3193.29
FV315NC-600 | VALV. FLECK 3150 AUT. FILTRO CRON. NXT | FLECK VALV. 3150 FILTER NXT | 023 | 545 | 3248.01
FV315NC-601 | VALV. FLECK 3150 AUT. FILTRO CRON. NXT NBP | FLECK VALV. 3150 FILTER NXT NBP | 023 | 545 | 3437.65
FV315NC-602 | VALV. FLECK 3150 AUT. FILTRO CRON. NXT NBP HW | FLECK VALV. 3150 FILTER NXT NBP HW | 023 | 545 | 3988.05
FV315NC-603 | VALV. FLECK 3150/1800 AUT. ADDOLC. CRON. NXT 4-20-5 | FLECK VALV. 3150/1800 NXT 4-20-5 | 023 | 545 | 3513.54
FV315NC-604 | VALV. FLECK 3150/1800 AUT. ADDOLC. CRON. NXT 4-20-5 NBP | FLECK VALV. 3150/1800 NXT 4-20-5 NBP | 023 | 545 | 3703.19
FV315NC-605 | VALV. FLECK 3150/1800 AUT. ADDOLC. CRON. NXT 5-25-5 | FLECK VALV. 3150/1800 NXT 5-25-5 | 023 | 545 | 3513.54
FV315NC-606 | VALV. FLECK 3150/1800 AUT. ADDOLC. CRON. NXT 5-25-5 NBP | FLECK VALV. 3150/1800 NXT 5-25-5 NBP | 023 | 545 | 3703.19
FV315NC-607 | VALV. FLECK 3150/1800 AUT. ADDOLC. CRON. NXT 6-35-5 | FLECK VALV. 3150/1800 NXT 6-35-5 | 023 | 545 | 3513.54
FV315NC-608 | VALV. FLECK 3150/1800 AUT. ADDOLC. CRON. NXT 6-35-5 NBP | FLECK VALV. 3150/1800 NXT 6-35-5 NBP | 023 | 545 | 3703.19
FV315NC-609 | VALV. FLECK 3150/1800 AUT. ADDOLC. CRON. NXT 7-50-10 | FLECK VALV. 3150/1800 NXT 7-50-10 | 023 | 545 | 3513.54
FV315NC-610 | VALV. FLECK 3150/1800 AUT. ADDOLC. CRON. NXT 7-50-10 NBP | FLECK VALV. 3150/1800 NXT 7-50-10 NBP | 023 | 545 | 3703.19
FV315NC-611 | VALV. FLECK 3150/1800 AUT. ADDOLC. CRON. NXT 8-70-10 | FLECK VALV. 3150/1800 NXT 8-70-10 | 023 | 545 | 3513.54
FV315NC-612 | VALV. FLECK 3150/1800 AUT. ADDOLC. CRON. NXT 8-70-10 NBP | FLECK VALV. 3150/1800 NXT 8-70-10 NBP | 023 | 545 | 3703.19
FV315NC-613 | VALV. FLECK 3150/1800 AUT. ADDOLC. CRON. NXT 9-80-10 | FLECK VALV. 3150/1800 NXT 9-80-10 | 023 | 545 | 3513.54
FV315NC-614 | VALV. FLECK 3150/1800 AUT. ADDOLC. CRON. NXT 9-80-10 NBP | FLECK VALV. 3150/1800 NXT 9-80-10 NBP | 023 | 545 | 3703.19
FV315NC-615 | VALV. FLECK 3150/1800 AUT. ADDOLC. CRON. NXT 10-100-10 | FLECK VALV. 3150/1800 NXT 10-100-10 | 023 | 545 | 3513.54
FV315NC-616 | VALV. FLECK 3150/1800 AUT. ADDOLC. CRON. NXT 10-100-10 NBP | FLECK VALV. 3150/1800 NXT 10-100-10 NBP | 023 | 545 | 3703.19
FV315XC-600 | VALV. FLECK 3150/1800 AUT. ADDOLC. NOTIMER MSWIRED 4-20-5 | FLECK VALV. 3150/1800 NOTIMER MSWIRED 4-20-5 | 023 | 545 | 3276.12
FV315XC-601 | VALV. FLECK 3150/1800 AUT. ADDOLC. NOTIMER NOPLUG 7-50-10 HW | FLECK VALV. 3150/1800 NOTIMER NOPLUG7-50-10 HW | 023 | 545 | 3706.29
FV315XC-602 | VALV. FLECK 3150/1800 AUT. ADDOLC. NOTIMER MSWIRED 4-20-5 NBP | FLECK VALV. 3150/1800 NOTIMER MSWIRED 4-20-5 NBP | 023 | 545 | 3471.42
FV390MC-600 | VALV. FLECK 3900/1800 AUT. ADDOLC. CRON. 12 GG DF NBP 6-35-5 | FLECK VALV. 3900/1800 12 DAYS NBP 6-35-5 | 023 | 550 | 6785.05
FV390MC-601 | VALV. FLECK 3900/1800 AUT. ADDOLC. CRON. 12 GG DF NBP 7-50-10 | FLECK VALV. 3900/1800 12 DAYS NBP 7-50-10 | 023 | 550 | 6785.05
FV390MC-602 | VALV. FLECK 3900/1800 AUT. ADDOLC. CRON. 12 GG DF 10-100-10 | FLECK VALV. 3900/1800 12 DAYS 10-100-10 | 023 | 550 | 6785.05
FV390MC-603 | VALV. FLECK 3900/1800 AUT. ADDOLC. CRON. 12 GG UF NBP 7-50-10 | FLECK VALV. 3900/1800 12 DAYS UF NBP 7-50-10 | 023 | 550 | 7098.71
FV390NC-600 | VALV. FLECK 3900 AUT. FILTRO DF NXT | FLECK VALV. 3900 FILTER NXT | 023 | 550 | 6477.27
FV390NC-601 | VALV. FLECK 3900 AUT. FILTRO DF NXT NBP | FLECK VALV. 3900 FILTER NXT NBP | 023 | 550 | 6477.27
FV390NC-602 | VALV. FLECK 3900/1800 AUT. ADDOLC. CRON. DF NXT 6-35-5 | FLECK VALV. 3900/1800 NXT 6-35-5 | 023 | 550 | 6742.8
FV390NC-603 | VALV. FLECK 3900/1800 AUT. ADDOLC. CRON. DF NXT 7-50-10 | FLECK VALV. 3900/1800 NXT 7-50-10 | 023 | 550 | 6742.8
FV390NC-604 | VALV. FLECK 3900/1800 AUT. ADDOLC. CRON. DF NXT 8-70-10 | FLECK VALV. 3900/1800 NXT 8-70-10 | 023 | 550 | 6742.8
FV390NC-605 | VALV. FLECK 3900/1800 AUT. ADDOLC. CRON. DF NXT NBP 5-25-5 | FLECK VALV. 3900/1800 NXT NBP 5-25-5 | 023 | 550 | 6742.8
FV390NC-606 | VALV. FLECK 3900/1800 AUT. ADDOLC. CRON. DF NXT NBP 6-35-5 | FLECK VALV. 3900/1800 NXT NBP 6-35-5 | 023 | 550 | 6742.8
FV390NC-607 | VALV. FLECK 3900/1800 AUT. ADDOLC. CRON. DF NXT NBP 7-50-10 | FLECK VALV. 3900/1800 NXT NBP 7-50-10 | 023 | 550 | 6742.8
FV390NC-608 | VALV. FLECK 3900/1800 AUT. ADDOLC. CRON. DF NXT NBP 8-70-10 | FLECK VALV. 3900/1800 NXT NBP 8-70-10 | 023 | 550 | 6742.8
FV390NC-609 | VALV. FLECK 3900/1800 AUT. ADDOLC. CRON. DF NXT NBP 9-80-10 | FLECK VALV. 3900/1800 NXT NBP 9-80-10 | 023 | 550 | 6742.8
FV390NC-610 | VALV. FLECK 3900/1800 AUT. ADDOLC. CRON. DF NXT NBP 10-100-10 | FLECK VALV. 3900/1800 NXT NBP 10-100-10 | 023 | 550 | 6742.8
FV390XC-600 | VALV. FLECK 3900/1800 AUT. ADDOLC. CRON. DF NOTIMER NBP 5-25-5 | FLECK VALV. 3900/1800 NOTIMER NBP 5-25-5 | 023 | 550 | 6718.24
FV390XC-601 | VALV. FLECK 3900/1800 AUT. ADDOLC. CRON. DF NOTIMER NOPLUG NBP 6-35-5 | FLECK VALV. 3900/1800 NOTIMER NOPLUG NBP 6-35-5 | 023 | 550 | 6572.93
FV390XC-602 | VALV. FLECK 3900/1800 AUT. ADDOLC. CRON. DF NOTIMER NBP 7-50-10 | FLECK VALV. 3900/1800 NOTIMER NBP 7-50-10 | 023 | 550 | 6718.24
FV390XC-603 | VALV. FLECK 3900/1800 AUT. ADDOLC. CRON. DF NOTIMER NOPLUG NBP 7-50-10 | FLECK VALV. 3900/1800 NOTIMER NOPLUG NBP 7-50-10 | 023 | 550 | 6572.93
FV390XC-604 | VALV. FLECK 3900/1800 AUT. ADDOLC. CRON. DF NOTIMER NOPLUG NBP 7-60-10 | FLECK VALV. 3900/1800 NOTIMER NOPLUG NBP 7-60-10 | 023 | 550 | 6572.93
FV390XC-605 | VALV. FLECK 3900/1800 AUT. ADDOLC. CRON. DF NOTIMER NOPLUG NBP 8-70-10 | FLECK VALV. 3900/1800 NOTIMER NOPLUG NBP 8-70-10 | 023 | 550 | 6572.93
FV390XC-606 | VALV. FLECK 3900/1800 AUT. ADDOLC. CRON. DF NOTIMER NBP 10-100-10 | FLECK VALV. 3900/1800 NOTIMER NBP 10-100-10 | 023 | 550 | 6718.24
FV460MC-600 | VALV. FLECK 4600/1600 AUT. ADDOLC. CRON. 12 GG 0-1,2-0,25 HW | FLECK VALV. 4600/1600 12 DAYS 0-1,2-0,25 | 023 | 505 | 804.38
FV460MC-601 | VALV. FLECK 4600/1600 AUT. ADDOLC. CRON. 12 GG 1-1,5-0,25 HW | FLECK VALV. 4600/1600 12 DAYS 1-1,5-0,25 HW | 023 | 505 | 741.32
FV460MC-602 | VALV. FLECK 4600/1600 AUT. ADDOLC. CRON. 12 GG 0-1,2-0.25 LWU HW | FLECK VALV. 4600/1600 12 DAYS 0-1,2-0,25 LWU HW | 023 | 505 | 804.38
FV460MC-603 | VALV. FLECK 4600/1600 AUT. ADDOLC. CRON. 12 GG 0-1,2-0,25 LWU | FLECK VALV. 4600/1600 12 DAYS 0-1,2-0,25 LWU | 023 | 505 | 653.09
FV460MR-600 | VALV.FLECK 4600-1600 AUT. ADDOLC. VOL. 3/4" ECOBYPASS 8 M3 0-1,2-0,25 HW | FLECK VALV. 4600/1600 3/4" ECOBYPASS 8 M3 0-1,2-0,25 HW | 023 | 505 | 1097.87
FV460MR-601 | VALV.FLECK 4600-1600 AUT. ADDOLC. VOL. 3/4" ECOBYPASS 8 M3 1-1,5-0,25 HW | FLECK VALV. 4600/1600 3/4" ECOBYPASS 8 M3 1-1,5-0,25 HW | 023 | 505 | 1034.78
FV460MR-602 | VALV.FLECK 4600-1600 AUT. ADDOLC.VOL.3/4" ECOBYPASS 8M3 0-1,2-0,25 LWU H | FLECK VALV. 4600/1600 3/4" ECOBYPASS 8 M3 0-1,2-0,25 LWU HW | 023 | 505 | 1097.87
FV460MR-603 | VALV.FLECK 4600/1600 AUT. ADDOLC.VOL.3/4" ECOBYPASS 8M3 1-1,5-0,25 LWU H | FLECK VALV. 4600/1600 3/4" ECOBYPASS 8 M3 1-1,5-0,25 LWU HW | 023 | 505 | 1097.87
FV460MR-604 | VALV. FLECK 4600/1600 AUT. ADDOLC. VOL. 3/4" METER 8 M3 0-1,2-0,25 LWU | FLECK VALV. 4600/1600 3/4" METER 8 M3 0-1,2-0,25 LWU | 023 | 505 | 832.59
FV460MR-605 | VALV. FLECK 4600/1600 AUT. ADDOLC. VOL. 3/4" METER 8 M3 1-1,5-0,25 LWU | FLECK VALV. 4600/1600 3/4" METER 8 M3 1-1,5-0,25 LWU | 023 | 505 | 832.59
FV460SC-600 | VALV. FLECK 4600/1600 AUT. ADDOLC. CRON. SXT 0-1,2-0,25 HW | FLECK VALV. 4600/1600 SXT 0-1,2-0,25 HW | 023 | 505 | 827.31
FV560MC-600 | VALV.FLECK 5600/1600 AUT. ADDOLC. CRON. 12 GG 0-1,2-0,25 LWU | FLECK VALV. 5600/1600 12 DAYS 0-1,2-0,25 LWU | 023 | 500 | 488.43
FV560MC-601 | VALV.FLECK 5600/1600 AUT. ADDOLC. CRON. 12 GG 1-1,5-0,25 | FLECK VALV. 5600/1600 12 DAYS 1-1,5-0,25 | 023 | 500 | 470.83
FV560MC-602 | VALV.FLECK 5600/1600 AUT. ADDOLC. CRON. 12 GG 2-3,5-0,5 | FLECK VALV. 5600/1600 12 DAYS 2-3,5-0,5 | 023 | 500 | 488.43
FV560MC-603 | VALV.FLECK 5600 AUT. FILTRO CRON. 12 GG 7 GPM CON MICROSWITCH WIRED | FLECK VALV. 5600 FILTER 12 DAYS 7 GPM MW | 023 | 500 | 488.43
FV560MR-601 | VALV.FLECK 5600/1600 AUT. ADDOLC. VOL. CONTATORE 3/4" 8 M3 1-1,5-0,25 | FLECK VALV. 5600/1600 3/4" METER 8 M3 1-1,5-0,25 | 023 | 500 | 646.06
FV560MR-602 | VALV.FLECK 5600/1600 AUT. ADDOLC. VOL. CONTATORE 3/4" 40 M3 2-3,5-0,5 | FLECK VALV. 5600/1600 3/4" METER 40 M3 2-3,5-0,5 | 023 | 500 | 676.45
FV560MR-603 | VALV.FLECK 5600/1600 AUT. ADDOLC. VOL.CONT. 3/4" 8 M3 0-1.2-0.25 LWU | FLECK VALV. 5600/1600 3/4" METER 8 M3 0-1,2-0,25 LWU | 023 | 500 | 663.66
FV560SC-600 | VALV.FLECK 5600/1600 AUT. ADDOLC. CRON. 0-1,2-0,25 SXT | FLECK VALV. 5600/1600 SXT 0-1,2-0,25 | 023 | 500 | 469.75
FV560SC-601 | VALV.FLECK 5600/1600 AUT. ADDOLC. CRON. 1-1,5-0,25 SXT | FLECK VALV. 5600/1600 SXT 1-1,5-0,25 | 023 | 500 | 452.67
FV560SR-600 | VALV.FLECK 5600/1600 AUT. ADDOLC. VOL. CONTATORE 3/4" 1-1,2-0,25 SXT | FLECK VALV. 5600/1600 SXT 3/4" TURBINE 0-1,2-0,25 | 023 | 500 | 621.73
FV560SR-601 | VALV. FLECK 5600/1600 AUT. ADDOLC. VOL. CONTATORE 3/4" 1-1,5-0,25 SXT | FLECK VALV. 5600/1600 SXT 3/4" TURBINE 1-1,5-0,25 | 023 | 500 | 492.79
FV560SR-602 | VALV. FLECK 5600/1600 AUT. ADDOLC. VOL. CONTATORE 3/4" 2-3,5-0,5 SXT | FLECK VALV. 5600/1600 SXT 3/4" TURBINE 2-3,5-0,5 | 023 | 500 | 621.73
FV560SR-603 | VALV. FLECK 5600/1600 AUT. ADDOLC. VOL. CONTATORE 3/4" 1-2,4-0,25 SXT | FLECK VALV. 5600/1600 SXT 3/4" TURBINE 1-2,4-0,25 | 023 | 500 | 621.73
FV580LC-001 | VALV. FLECK 5800/1600 AUT. ADDOLC. CRON. DF 000-1,5-0,125 LXT | FLECK VALV. 5800/1600 LXT DF 000-1,5-0,125 | 023 | 510 | 411.31
FV580LC-002 | VALV. FLECK 5800/1600 AUT. ADDOLC. CRON. UF 000-1,5-0,125 LXT | FLECK VALV. 5800/1600 LXT UF 000-1,5-0,125 | 023 | 510 | 411.31
FV580LC-003 | VALV. FLECK 5800 AUT. FILTRO CRON. 7 GPM LXT | FLECK VALV. 5800 FILTER LXT 7 GPM | 023 | 510 | 411.31
FV580LR-001 | VALV. FLECK 5800/1600 AUT. ADDOLC. VOL. CONT. 3/4" DF 000-1,5-0,125 LXT | FLECK VALV. 5800/1600 LXT DF 3/4" TURBINE 000-1,5-0,125 | 023 | 510 | 481.3
FV580LR-002 | VALV. FLECK 5800/1600 AUT. ADDOLC. VOL. CONT. 3/4" UF 000-1,5-0,125 LXT | FLECK VALV. 5800/1600 LXT UF 3/4" TURBINE 000-1,5-0,125 | 023 | 510 | 481.3
FV580SC-001 | VALV. FLECK 5800/1600 AUT. ADDOLC. CRON. DF 1-1,5-0,25 SXT | FLECK VALV. 5800/1600 SXT DF 1-1,5-0,25 | 023 | 510 | 463.78
FV580SC-003 | VALV. FLECK 5800/1600 AUT. ADDOLC. CRON. UF 00-1,2-0,125 SXT | FLECK VALV. 5800/1600 SXT UF 00-1,2-0,125 | 023 | 510 | 463.78
FV580SC-004 | VALV. FLECK 5800 AUT. FILTRO CRON. 7 GPM SXT | FLECK VALV. 5800 FILTER SXT 7 GPM | 023 | 510 | 463.78
FV580SR-001 | VALV. FLECK 5800/1600 AUT. ADDOLC. VOL. CONT. 3/4" DF 1-1,5-0,25 SXT | FLECK VALV. 5800/1600 SXT DF 3/4" TURBINE 1-1,5-0,25 | 023 | 510 | 533.82
FV580SR-002 | VALV. FLECK 5800/1600 AUT. ADDOLC. VOL. CONT. 3/4" DF 0-1,2-0,25 SXT | FLECK VALV. 5800/1600 SXT DF 3/4" TURBINE 0-1,2-0,25 | 023 | 510 | 533.82
FV580SR-003 | VALV. FLECK 5800/1600 AUT. ADDOLC. VOL. CONT. 3/4" UF 00-1,2-0,125 SXT | FLECK VALV. 5800/1600 SXT UF 3/4" TURBINE 00-1,2-0,125 | 023 | 510 | 533.82
FV580XC-001 | VALV. FLECK 5800/1600 AUT. ADDOLC. CRON. DF 1-1,5-0,25 XTR | FLECK VALV. 5800/1600 XTR DF 1-1,5-0,25 | 023 | 510 | 691.32
FV580XC-003 | VALV. FLECK 5800 AUT. FILTRO CRON. 7 GPM XTR | FLECK VALV. 5800 FILTER XTR 7 GPM | 023 | 510 | 677.8
FV580XR-001 | VALV. FLECK 5800/1600 AUT. ADDOLC. VOL. CONT. 3/4" DF 1-1,5-0,25 XTR | FLECK VALV. 5800-1600 XTR DF 3/4" TURBINE 1-1,5-0,25 | 023 | 510 | 761.35
FV580XR-002 | VALV FLECK 5800/1600 AUT. ADDOLC. VOL. CONT. 3/4" UF 00-1,2-0,25 XTR | FLECK VALV. 5800/1600 XTR UF 3/4" TURBINE 00-1,2-0,25 | 023 | 510 | 761.35
FV5810SC-001 | VALV. FLECK 5810 AUT. FILTRO SXT 15 GPM - ADAT. DISTRIB. 32 MM | FLECK VALV. 5810 SXT FILTER 158 GPM - 32 MM DISTRIB. ADAPTER | 023 | 512 | 656.35
FV5810SC-002 | VALV.FLECK 5810/1610AUT. ADD.SXT #1 INJ BLFC 0.50 GPM-ADATT.DISTRIB.1,05 | FLECK VALV. 5810/1610 sxt #1 inj blfc 0.50 gpm - 1,05" DISTRIB. ADAPTER | 023 | 512 | 656.35
FV5810SR-001 | VALV FLECK 5810/1610 AUT ADD SXT TURB 1.25" #1 INJ BLFC 0.50 GPM 1,05" | FLECK VALV. 5810/1610 sxt #1 inj blfc 0.50 gpm - 1,05" DISTRIB. ADAPTER | 023 | 512 | 726.36
FV5810SR-002 | VALV FLECK 5810/1610 AUT ADD SXT TURB 1.25" #4 INJ BLFC 0.50 GPM 32 MM | FLECK VALV5810/1610 SXT 1.25" INT TURB #4 INJ BLFC 0.50 GPM 32 MM | 023 | 512 | 726.37
FV5810XC-001 | VALV FLECK 5810/1610 AUT ADD XTR #1 INJ BLFC 0.50 GPM ADATT DIST 1,05" | FLECK VALV. 5810/1610 XTR #1 INJ BLFC 0.50 GPM 1.05" DISTRIB. ADAPTER | 023 | 512 | 883.88
FV5810XC-002 | VALV FLECK 5810/1610 AUT ADD XTR #4 INJ BLFC 0.50 GPM ADATT DIST 32 MM | FLECK VALV. 5810/1610 XTR #4 INJ BLFC 0.50 GPM 32 MM DISTRIB. ADAPTER | 023 | 512 | 883.88
FV5810XR-001 | VALV FLECK 5810/1610 AUT ADD XTR TURB 1.25" DF #1 INJ BLFC 0.50 GPM 1,05 | FLECK VALV 5810/1610 XTR 1.25" INTEGRAL TURB #1 INJ BLFC 0.50 GPM 1,05" | 023 | 512 | 953.9
FV5810XR-002 | VALV FLECK 5810/1610 AUT ADD XTR TURB 1.25" DF #4 INJ BLFC 32 MM | FLECK VALV 5810/1610 XTR 1.25" INTEGRAL TURB #4 INJ BLFC 0.50 GPM 32 MM | 023 | 512 | 953.9
FV5810XR-003 | VALV FLECK 5810/1610 AUT ADD XTR TURB 1.25" UF#0 INJ BLFC 0.50 GPM 1,05" | FLECK VALV 5810/1610 XTR 1.25" INTEGRAL TURB UF#0 INJ BLFC 0.50GPM 1,05" | 023 | 512 | 953.9
FV900MI-600 | VALV. FLECK 9000/1600 AUT. ADDOLC. VOL. CONTATORE 3/4" 8 M3 1-1,5-0,25 | FLECK VALV. 9000/1600 3/4" METER 8 M3 1-1,5-0,25 | 023 | 515 | 1367.11
FV900MI-601 | VALV. FLECK 9000/1600 AUT. ADDOLC. VOL. CONTATORE 3/4" 8 M3 1-2,4-0,5 | FLECK VALV. 9000/1600 3/4" METER 8 M3 1-2,4-0,5 | 023 | 515 | 1367.11
FV900MI-602 | VALV. FLECK 9000/1600 AUT. ADDOLC. VOL. CONTATORE 3/4" 40 M3 1-2,4-0,5 | FLECK VALV. 9000/1600 3/4" METER 40 M3 1-2,4-0,5 | 023 | 515 | 1277.7
FV900MI-603 | VALV. FLECK 900/1600 AUT. ADDOLC. VOL. CONTATORE 3/4" 40 M3 2-3,5-1 | FLECK VALV. 9000/1600 3/4" METER 40 M3 2-3,5-1 | 023 | 515 | 1380.3
FV900MI-604 | VALV. FLECK 9000/1600 AUT. ADDOLC. VOL. CONTATORE 3/4" 40 M3 2-4-1 | FLECK VALV. 9000/1600 3/4" METER 40 M3 2-4-1 | 023 | 515 | 1380.3
FV900MI-605 | VAL. FLECK 9000/1600 AUT. ADDOLC. VOL. CONTATORE 3/4" 40 M3 3-5-1 | FLECK VALV. 9000/1600 3/4" METER 40 M3 3-5-1 | 023 | 515 | 1277.7
FV900MI-606 | VALV. FLECK 9000/1600 AUT. ADDOLC. VOL. CONTATORE 1" 100 M3 3-5-1 | FLECK VALV. 9000/1600 1" METER 100 M3 3-5-1 | 023 | 515 | 1739.65
FV900MI-607 | VAL. FLECK 9000/1600 AUT. ADDOLC. VOL. CONTATORE 3/4" 40 M3 3-7-1 | FLECK VAL. 9000/1600 3/4" METER 40 M3 3-7-1 | 023 | 515 | 1380.3
FV900MI-608 | VALV. FLECK 9000/1600 AUT. ADDOLC. VOL. CONTATORE 1" 100 M3 3-7-1 | FLECK VALV. 9000/1600 1" METER 100 M3 3-7-1 | 023 | 515 | 1739.65
FV900MI-609 | VALV. FLECK 9000/1600 AUT. ADDOLC. VOL. CONTATORE 1" 20 M3 3-7-1 | FLECK VALV. 9000/1600 1" METER 100 M3 3-7-1 | 023 | 515 | 1717.61
FV900SI-600 | VALV. FLECK 9000/1600 AUT. ADDOLC. VOL. CONTATORE 3/4" 0-1,2-0,25 SXT | FLECK VALV. 9000/1600 SXT 374" METER 0-1,2-0,25 | 023 | 515 | 1356.38
FV900SI-601 | VALV. FLECK 9000/1600 AUT. ADDOLC. VOL. CONTATORE 3/4" 1-1,5-0,25 SXT | FLECK VALV. 9000/1600 SXT 3/4" METER 1-1,5-0,25 | 023 | 515 | 1144.75
FV900SI-602 | VALV. FLECK 9000/1600 AUT. ADDOLC. VOL. CONTATORE 3/4"1-2,4-0,5 SXT | FLECK VALV. 9000/1600 SXT 3/4" METER 1-2,4-0,5 | 023 | 515 | 1144.75
FV900SI-603 | VALV.FLECK 9000-1600 AUT. ADD.VOL.CONT.3/4" 1-2,4-0,5 SXT CON MS ENG PLU | FLECK VALV. 9000/1600 SXT 3/4" METER 1-2,4-0,5 WITH MS ENG PLUG | 023 | 515 | 1381.79
FV900SI-604 | VALV. FLECK 9000/1600 AUT. ADDOLC. VOL. CONTATORE 1" 2-2,4-0,5 SXT | FLECK VALV. 9000/1600 SXT 1" METER 2-2,4-0,5 | 023 | 515 | 1680.48
FV900SI-605 | VALV. FLECK 9000/1600 AUT. ADDOLC. VOL. CONTATORE 3/4" 2-3,5-1 SXT | FLECK VALV. 9000/1600 SXT 3/4" METER 2-3,5-1 | 023 | 515 | 1356.38
FV900SI-606 | VALV. FLECK 9000/1600 AUT. ADDOLC. VOL. CONTATORE 3/4" 2-4-1 SXT | FLECK VALV. 9000/1600 SXT 3/4" METER 2-4-1 | 023 | 515 | 1356.38
FV900SI-607 | VALV. FLECK 9000/1600 AUT. ADDOLC. VOL. CONTATORE 3/4" 3-5-1 SXT | FLECK VALV. 9000/1600 SXT 3/4" METER 3-5-1 | 023 | 515 | 1356.38
FV900SI-608 | VALV. FLECK 9000/1600 AUT. ADDOLC. VOL. CONTATORE 3/4" 3-7-1 SXT | FLECK VALV. 9000/1600 SXT 3/4" METER 3-7-1 | 023 | 515 | 1356.38
FV910MI-600 | VALV. FLECK 9100/1600 AUT. ADDOLC. VOL. CONTATORE 3/4" 8 M3 1-1,2-0,25 | FLECK VALV. 9100/1600 3/4" METER 8 M3 1-1,2-0,25 | 023 | 520 | 1055.43
FV910MI-601 | VALV. FLECK 9100/1600 AUT. ADDOLC. VOL. CONTATORE 3/4" 8 M3 1-1,5-0,5 | FLECK VALV. 9100/1600 3/4" METER 8 M3 1-1,5-0,5 | 023 | 520 | 1055.43
FV910MI-602 | VALV. FLECK 9100/1600 AUT. ADDOLC. VOL. CONTATORE 3/4" 40 M3 1-2,4-0,5 | FLECK VALV. 9100/1600 3/4" METER 40 M3 1-2,4-0,5 | 023 | 520 | 1068.62
FV910MI-603 | VAL. FLECK 9100/1600 AUT. ADDOLC. VOL. CONTATORE 3/4" 40 M3 2-3,5-1 | FLECK VALV. 9100/1600 3/4" METER 40 M3 2-3,5-1 | 023 | 520 | 1068.62
FV910MI-604 | VALV. FLECK 9100/1600 AUT. ADDOLC. VOL. CONTATORE 1" 100 M3 3-5-1 | FLECK VALV. 9100/1600 1" METER 100 M3 3-5-1 | 023 | 520 | 1427.97
FV910MI-605 | VALV. FLECK 9100/1600 AUT. ADDOLC. VOL. CONTATORE 3/4" 40 M3 3-7-1 | FLECK VALV. 9100/1600 3/4" METER 40 M3 3-7-1 | 023 | 520 | 1068.62
FV910SI-600 | VAL. FLECK 9100/1600 AUT. ADD. VOL. CONT. 3/4" 0-1,2-0,25 SXT MIXING | FLECK VAL. 9100/1600 SXT MIXING 3/4" METER 0-1,2-0,25 | 023 | 520 | 1104.1
FV910SI-601 | VAL. FLECK 9100/1600 AUT. ADDOLC. VOL. CONTATORE 3/4" 1-2,4-0,5 SXT | FLECK VALV. 9100/1600 SXT 3/4" METER 1-2,4-0,5 | 023 | 520 | 985.39
FV910SI-602 | VALV. FLECK 9100/1600 AUT. ADDOLC. VOL. CONT. 3/4" 1-2,4-0,5 SXT MSWIRED | FLECK VALV. 9100/1600 SXT 3/4" METER MSWIRED 1-2,4-0,5 | 023 | 520 | 1134.74
FV910SI-603 | VALV. FLECK 9100/1600 AUT. ADDOLC. VOL. CONTATORE 3/4" 1-2,4-0,5 SXT MS | FLECK VALV. 9100/1600 SXT 3/4" METER MS 1-2,4-0,5 | 023 | 520 | 1085.05
FV910SI-604 | VALV.FLECK 9100/1600 AUT. ADD.VOL.CONT. 3/4" 1-2,4-0,5 SXT MS ENG. PLUG | FLECK VALV. 9100/1600 SXT 3/4" MS 1-2,4-0,5 ENG. PLUG | 023 | 520 | 1090.87
FV910SI-605 | VALV. FLECK 9100/1600 AUT. ADDOLC. VOL. CONT. 3/4" 1-2,4-0,5 SXT MIXING | FLECK VALV. 9100/1600 SXT MIXING 3/4" METER 1-2,4-0,5 | 023 | 520 | 1104.1
FV910SI-606 | VALV. FLECK 9100/1600 AUT. ADDOLC. VOL. CONTATORE 3/4" 2-3,5-1 SXT | FLECK VALV. 9100/1600 SXT 3/4" METER 2-3,5-1 | 023 | 520 | 1065.44
FV910SI-607 | VALV. FLECK 9100/1600 AUT. ADDOLC. VOL. CONTATORE 3/4" 3-5-1 SXT | FLECK VALV. 9100/1600 SXT 3/4" METER 3-5-1 | 023 | 520 | 1389.52
FV910SI-608 | VALV. FLECK 9100/1600 AUT. ADDOLC. VOL. CONTATORE 3/4" 3-5-1 SXT | FLECK VALV. 9100/1600 SXT 3/4" METER 3-5-1 | 023 | 520 | 985.39
FV950EI-600 | VALV. FLECK 9500/1650 AUT. ADDOLC. VOL CONTATORE 1.5" 3-5-1 ET | FLECK VALV. 9500/1650 ET 1.5" METER 3-5-1 | 023 | 525 | 4280.13
FV950EI-601 | VALV. FLECK 9500/1710 AUT. ADDOLC. VOL. CONTATORE 1.5" 4C-15-2 ET | FLECK VALV. 9500/1710 ET 1.5" METER 4C-15-2 | 023 | 525 | 4357.4
FV950MI-600 | VALV. FLECK 9500/1650 AUT. ADDOLC. VOL. CONTATORE 1.5" 40 M3 3-5-1 | FLECK VALV. 9500/1650 1.5" METER 40 M3 3-5-1 | 023 | 525 | 3662.76
FV950MI-602 | VALV. FLECK 9500/1710 AUT. ADDOLC. VOL. CONTATORE 1.5" 200 M3 4C-10-2 | FLECK VALV. 9500/1710 1.5" METER 200 M3 4C-10-2 | 023 | 525 | 3662.76
FV950MI-603 | VALV. FLECK 9500/1710 AUT. ADD. VOL. CONT. 1.5" 200 M3 4C-10-2 MSWIRED | FLECK VALV. 9500/1710 1.5" METER 200 M3 MSWIRED 4C-10-2 | 023 | 525 | 4140.08
FV950MI-604 | VALV. FLECK 9500/1710 AUT. ADDOLC. VOL. CONTATORE 1.5" 40 M3 4C-10-2 | FLECK VALV. 9500/1710 1.5" METER 40 M3 4C-10-2 | 023 | 525 | 4046.71
FV950MI-606 | VALV. FLECK 9500/1710 AUT. ADDOLC. VOL. CONTATORE 1.5" 40 M3 4C-15-2 | FLECK VALV. 9500/1710 1.5" METER 40 M3 4C-15-2 | 023 | 525 | 4046.71
FV950SI-600 | VALV. FLECK 9500/1650 AUT. ADDOLC. VOL. CONTATORE 1.5" 3-5-1 SXT | FLECK VALV. 9500/1650 SXT 1.5" METER 3-5-1 | 023 | 525 | 3235.93
FV950SI-601 | VALV. FLECK 9500/1650 AUT. ADDOLC. VOL. CONTATORE INLINE 1.5" 3-5-1 SXT | FLECK VALV. 9500/1650 SXT 1.5" INLINE METER 3-5-1 | 023 | 525 | 3308.07
FV950SI-602 | VALV. FLECK 9500/1650 AUT. ADD. VOL. CONT. 1.5" 3-5-1 SXT MS ENG.PLUG | FLECK VALV. 9500/1650 SXT 1.5" METER MS 3-5-1 ENG. PLUG | 023 | 525 | 3785.88
FV950SI-603 | VAL. FLECK 9500/1710 AUT. ADDOLC. VOL. CONTATORE 1.5" 3C-7-1,2 SXT | FLECK VALV. 9500/1710 SXT 1.5" METER 3C-7-1,2 | 023 | 525 | 3837.72
FV950SI-604 | VALV. FLECK 9500/1710 AUT. ADDOLC. VOL. CONTATORE 1.5" 4C-10-2 SXT | FLECK VALV. 9500/1710 SXT 1.5" METER 4C-10-2 | 023 | 525 | 3837.72
FV950SI-605 | VALV. FLECK 9500/1710 AUT. ADDOLC. VOL. CONTATORE 1.5" 4C-15-2 SXT | FLECK VAVL. 9500/1710 SXT 1.5" METER 4C-15-2 | 023 | 525 | 3235.93
FV950SI-606 | VALV. FLECK 9500/1710 AUT. ADDOLC. VOL. CONT. IN LINE 1.5" 4C-15-2 SXT | FLECK VAVL. 9500/1710 SXT 1.5" INLINE METER 4C-15-2 | 023 | 525 | 3486.94
FV950SI-607 | VALV.FLECK 9500/1710 AUT. ADDOLC.VOL.CONT. 1.5" 4C-15-2 SXT MS ENG. PLUG | FLECK VAVL. 9500/1710 SXT 1.5" METER MS 4C-15-2 ENG. PLUG | 023 | 525 | 3863.15
FVA060067-03 | SBV 2310 - BRINE VALVE WITHOUT AIR CHECK | SBV 2310 - BRINE VALVE WITHOUT AIR CHECK | 023 | 590 | 33.56
FVA10218 | MICROSWITCH (SINGLE) | MICROSWITCH (SINGLE) | 023 | 585 | 7.39
FVA13398-10 | ATTACCO 1" BSP F IN OTTONE PER VALVOLE 5800, 9000 E 9100 | 1" BSP F BRASS YOKE FOR 5800, 9000 AND 9100 VALVES | 023 | 590 | 28.73
FVA13640 | DOLE 30 GPM 2850/2910 | DOLE 30 GPM 2850/2910 | 023 | 590 | 249.09
FVA16174 | TUBE SILICON 2 OZ | TUBE SILICON 2 OZ | 023 | 590 | 47.47
FVA16258 | FLOW DISPERSER 3" 3900 | FLOW DISPERSER 3" 3900 | 023 | 590 | 264.58
FVA18023 | TANK ADAPT ASSY 3150 SM | TANK DAPT ASSY 3150 SM | 023 | 590 | 540
FVA18024 | TANK ADAPT ASSY 3150 TM | TANK ADAPT ASSY 3150 TM | 023 | 590 | 569.42
FVA18122 | 9000 KIT FLEXIBLE 2ND TANK ADAPTER - 200 MM | 9000 KIT FLEXIBLE 2ND TANK ADAPTER - 200 MM | 023 | 590 | 119.21
FVA18123 | 9000 KIT FLEXIBLE 2ND TANK ADAPTER - 400 MM | 9000 KIT FLEXIBLE 2ND TANK ADAPTER - 400 MM | 023 | 590 | 139.56
FVA18124 | 9000 KIT FLEXIBLE 2ND TANK ADAPTER - 500 MM | 9000 KIT FLEXIBLE 2ND TANK ADAPTER - 500 MM | 023 | 590 | 159.47
FVA18706-10 | ATTACCO 1" BSP M IN PLASTICA PER VALVOLE 9000 E 9100 | 1" BSP M PLASTIC YOKE FOR 5800, 9000 AND 9100 VALVES | 023 | 590 | 14.35
FVA18706-12 | ATTACCO 3/4" BSP M IN PLASTICA PER VALVOLE 5800, 9000 E 9100 | 3/4" BSP M PLASTIC YOKE FOR 5800, 9000 AND 9100 VALVES | 023 | 590 | 14.35
FVA18925 | TANK ADAPT ASSY 3900 TM FLANGED 6" | TANK ADAPT ASSY 3900 TM FLANGED 6" | 023 | 590 | 978.95
FVA18926 | TANK ADAPT ASSY 3900 SM | TANK ADAPT ASSY 3900 SM | 023 | 590 | 1810.07
FVA23473 | AIR CHECK 500 HW | AIR CHECK 500 HW | 023 | 590 | 502.08
FVA24114 | VALVOLA SALAMOIA 1600 RESID. | BRINE VALVE 1600 ASSEMBLY RESID. | 023 | 590 | 22.03
FVA24202-10 | DLFC 3/4" NPT - 3/4" BSP 2750 - 10 GPM | DLFC 3/4" NPT - 3/4" BSP 2750 - 10 GPM | 023 | 590 | 81.94
FVA24202-12 | DLFC 3/4" NPT - 3/4" BSP 2750 - 12 GPM | DLFC 3/4" NPT - 3/4" BSP 2750 - 12 GPM | 023 | 590 | 81.94
FVA24202-15 | DLFC 3/4" NPT - 3/4" BSP 2750 - 15 GPM | DLFC 3/4" NPT - 3/4" BSP 2750 - 15 GPM | 023 | 590 | 81.94
FVA24202-20 | DLFC 3/4" NPT - 3/4" BSP 2750 - 20 GPM | DLFC 3/4" NPT - 3/4" BSP 2750 - 20 GPM | 023 | 590 | 81.94
FVA24202-25 | DLFC 3/4" NPT - 3/4" BSP 2750 - 25 GPM | DLFC 3/4" NPT - 3/4" BSP 2750 - 25 GPM | 023 | 590 | 81.94
FVA24202-9 | DLFC 3/4" NPT - 3/4" BSP 2750 - 9 GPM | DLFC 3/4" NPT - 3/4" BSP 2750 - 9 GPM | 023 | 590 | 81.94
FVA24212-1.2 | DLFC 3/4" NPT - 1/2" NPT 2750 - 1,2 GPM | DLFC 3/4" NPT - 1/2" NPT 2750 - 1,2 GPM | 023 | 590 | 59.07
FVA24212-1.5 | DLFC 3/4" NPT - 1/2" NPT 2750 - 1,5 GPM | DLFC 3/4" NPT - 1/2" NPT 2750 - 1,5 GPM | 023 | 590 | 59.07
FVA24212-2 | DLFC 3/4" NPT - 1/2" NPT 2750 - 2 GPM | DLFC 3/4" NPT - 1/2" NPT 2750 - 2 GPM | 023 | 590 | 59.07
FVA24212-2.4 | DLFC 3/4" NPT - 1/2" NPT 2750 - 2,4 GPM | DLFC 3/4" NPT - 1/2" NPT 2750 - 2,4 GPM | 023 | 590 | 59.07
FVA24212-3 | DLFC 3/4" NPT - 1/2" NPT 2750 - 3 GPM | DLFC 3/4" NPT - 1/2" NPT 2750 - 3 GPM | 023 | 590 | 59.07
FVA24212-3.5 | DLFC 3/4" NPT - 1/2" NPT 2750 - 3,5 GPM | DLFC 3/4" NPT - 1/2" NPT 2750 - 3,5 GPM | 023 | 590 | 59.07
FVA24212-4 | DLFC 3/4" NPT - 1/2" NPT 2750 - 4 GPM | DLFC 3/4" NPT - 1/2" NPT 2750 - 4 GPM | 023 | 590 | 59.07
FVA24212-5 | DLFC 3/4" NPT - 1/2" NPT 2750 - 5 GPM | DLFC 3/4" NPT - 1/2" NPT 2750 - 5 GPM | 023 | 590 | 59.07
FVA24212-7 | DLFC 3/4" NPT - 1/2" NPT 2750 - 7 GPM | DLFC 3/4" NPT - 1/2" NPT 2750 - 7 GPM | 023 | 590 | 59.07
FVA24526 | VALVOLA SALAMOIA 9000-9100/1600 | BRINE VALVE 1600 ASSEMBLY 9000-9100 | 023 | 590 | 29.8
FVA24689 | ATTACCO 3/4" BSP M IN OTTONE PER VALVOLE 5800, 9000 E 9100 | 3/4" BSP M BRASS YOKE FOR 5800, 9000 AND 9100 VALVES | 023 | 590 | 41.34
FVA25171-1.2 | DLFC 1" NPT - 3/4" BSP ASSY 1.2 GPM 2850/2910/9500 | DLFC 1" NPT - 3/4" BSP ASSY 1.2 GPM 2850/2910/9500 | 023 | 590 | 116.63
FVA25171-1.5 | DLFC 1" NPT - 3/4" BSP ASSY 1.5 GPM 2850/2910/9500 | DLFC 1" NPT - 3/4" BSP ASSY 1.5 GPM 2850/2910/9500 | 023 | 590 | 116.63
FVA25171-2 | DLFC 1" NPT - 3/4" BSP ASSY 2 GPM 2850/2910/9500 | DLFC 1" NPT - 3/4" BSP ASSY 2 GPM 2850/2910/9500 | 023 | 590 | 116.63
FVA25171-2.4 | DLFC 1" NPT - 3/4" BSP ASSY 2.4 GPM 2850/2910/9500 | DLFC 1" NPT - 3/4" BSP ASSY 2.4 GPM 2850/2910/9500 | 023 | 590 | 116.63
FVA25171-3 | DLFC 1" NPT - 3/4" BSP ASSY 3 GPM 2850/2910/9500 | DLFC 1" NPT - 3/4" BSP ASSY 3 GPM 2850/2910/9500 | 023 | 590 | 116.63
FVA25171-4 | DLFC 1" NPT - 3/4" BSP ASSY 4 GPM 2850/2910/9500 | DLFC 1" NPT - 3/4" BSP ASSY 4 GPM 2850/2910/9500 | 023 | 590 | 116.63
FVA25171-5 | DLFC 1" NPT - 3/4" BSP ASSY 5 GPM 2850/2910/9500 | DLFC 1" NPT - 3/4" BSP ASSY 5 GPM 2850/2910/9500 | 023 | 590 | 116.63
FVA25171-7 | DLFC 1" NPT - 3/4" BSP ASSY 7 GPM 2850/2910/9500 | DLFC 1" NPT - 3/4" BSP ASSY 7 GPM 2850/2910/9500 | 023 | 590 | 116.63
FVA25364 | MOUNTING PARTS 1" NPT MALE X 3/8" FEMALE FOR SBV 2350 | MOUNTING PARTS 1" NPT MALE X 3/8" FEMALE FOR SBV 2350 | 023 | 590 | 59.74
FVA25580-100 | DLFC 2" BSP- 2" BSP ASSY 100 GPM 3150/3900 | DLFC 2" BSP- 2" BSP ASSY 100 GPM 3150/3900 | 023 | 590 | 169.4
FVA25580-20 | DLFC 2" BSP- 2" BSP ASSY 20 GPM 3150/3900 | DLFC 2" BSP- 2" BSP ASSY 20 GPM 3150/3900 | 023 | 590 | 169.4
FVA25580-25 | DLFC 2" BSP- 2" BSP ASSY 25 GPM 3150/3900 | DLFC 2" BSP- 2" BSP ASSY 25 GPM 3150/3900 | 023 | 590 | 169.4
FVA25580-30 | DLFC 2" BSP- 2" BSP ASSY 30 GPM 3150/3900 | DLFC 2" BSP- 2" BSP ASSY 30 GPM 3150/3900 | 023 | 590 | 169.4
FVA25580-35 | DLFC 2" BSP- 2" BSP ASSY 35 GPM 3150/3900 | DLFC 2" BSP- 2" BSP ASSY 35 GPM 3150/3900 | 023 | 590 | 169.4
FVA25580-40 | DLFC 2" BSP- 2" BSP ASSY 40 GPM 3150/3900 | DLFC 2" BSP- 2" BSP ASSY 40 GPM 3150/3900 | 023 | 590 | 169.4
FVA25580-45 | DLFC 2" BSP- 2" BSP ASSY 45 GPM 3150/3900 | DLFC 2" BSP- 2" BSP ASSY 45 GPM 3150/3900 | 023 | 590 | 169.4
FVA25580-50 | DLFC 2" BSP- 2" BSP ASSY 50 GPM 3150/3900 | DLFC 2" BSP- 2" BSP ASSY 50 GPM 3150/3900 | 023 | 590 | 169.4
FVA25580-55 | DLFC 2" BSP- 2" BSP ASSY 55 GPM 3150/3900 | DLFC 2" BSP- 2" BSP ASSY 55 GPM 3150/3900 | 023 | 590 | 169.4
FVA25580-60 | DLFC 2" BSP- 2" BSP ASSY 60 GPM 3150/3900 | DLFC 2" BSP- 2" BSP ASSY 60 GPM 3150/3900 | 023 | 590 | 169.4
FVA25580-65 | DLFC 2" BSP- 2" BSP ASSY 65 GPM 3150/3900 | DLFC 2" BSP- 2" BSP ASSY 65 GPM 3150/3900 | 023 | 590 | 169.4
FVA25580-70 | DLFC 2" BSP- 2" BSP ASSY 70 GPM 3150/3900 | DLFC 2" BSP- 2" BSP ASSY 70 GPM 3150/3900 | 023 | 590 | 169.4
FVA25580-75 | DLFC 2" BSP- 2" BSP ASSY 75 GPM 3150/3900 | DLFC 2" BSP- 2" BSP ASSY 75 GPM 3150/3900 | 023 | 590 | 169.4
FVA25580-80 | DLFC 2" BSP- 2" BSP ASSY 80 GPM 3150/3900 | DLFC 2" BSP- 2" BSP ASSY 80 GPM 3150/3900 | 023 | 590 | 169.4
FVA25580-85 | DLFC 2" BSP- 2" BSP ASSY 85 GPM 3150/3900 | DLFC 2" BSP- 2" BSP ASSY 85 GPM 3150/3900 | 023 | 590 | 169.4
FVA25580-90 | DLFC 2" BSP- 2" BSP ASSY 90 GPM 3150/3900 | DLFC 2" BSP- 2" BSP ASSY 90 GPM 3150/3900 | 023 | 590 | 169.4
FVA25580-95 | DLFC 2" BSP- 2" BSP ASSY 95 GPM 3150/3900 | DLFC 2" BSP- 2" BSP ASSY 95 GPM 3150/3900 | 023 | 590 | 169.4
FVA25580-ALL | DLFC KIT 2" 3150/3900 30 TO 100 GPM 3150/3900 | DLFC KIT 2" 3150/3900 30 TO 100 GPM 3150/3900 | 023 | 590 | 298.99
FVA25581-10 | DLFC 1" NPT - 3/4" BSP ASSY 2850/2910/9500 | DLFC 1" NPT - 3/4" BSP ASSY 10 GPM 2850/2910/9500 | 023 | 590 | 60.11
FVA25581-12 | DLFC 1" NPT - 3/4" BSP ASSY 2850/2910/9500 | DLFC 1" NPT - 3/4" BSP ASSY 12 GPM 2850/2910/9500 | 023 | 590 | 60.11
FVA25581-15 | DLFC 1" NPT - 3/4" BSP ASSY 15 GPM 2850/2910/950 | DLFC 1" NPT - 3/4" BSP ASSY 15 GPM 2850/2910/9500 | 023 | 590 | 60.11
FVA25581-20 | DLFC 1" NPT - 3/4" BSP ASSY 2850/2910/9500 | DLFC 1" NPT - 3/4" BSP ASSY 20 GPM 2850/2910/9500 | 023 | 590 | 60.11
FVA25581-25 | DLFC 1" NPT - 3/4" BSP ASSY 25 GPM 2850/2910/9500 | DLFC 1" NPT - 3/4" BSP ASSY 25 GPM 2850/2910/9500 | 023 | 590 | 60.11
FVA25581-8 | DLFC 1" NPT - 3/4" BSP ASSY 8 GPM 2850/2910/950 | DLFC 1" NPT - 3/4" BSP ASSY 8 GPM 2850/2910/9500 | 023 | 590 | 60.11
FVA25581-9 | DLFC 1" NPT - 3/4" BSP ASSY 9 GPM 2850/2910/9500 | DLFC 1" NPT - 3/4" BSP ASSY 9 GPM 2850/2910/9500 | 023 | 590 | 60.11
FVA25581-ALL | KIT DLFC 1" 2850/2910/9500 10 TO 25 GPM | KIT DLFC 1" 2850/2910/9500 10 TO 25 GPM | 023 | 590 | 127.11
FVA26754 | BV 1800 ASSY 3150-3900 | BV 1800 ASSY 3150-3900 | 023 | 590 | 346.85
FVA27834 | SBV 2300 - BRINE VALVE WITHOUT AIR CHECK | SBV 2300 - BRINE VALVE WITHOUT AIR CHECK | 023 | 590 | 72.9
FVA28137-16 | 9500 KIT COPPER TUBES 2ND TANK ADAPTER - 16" | 9500 KIT COPPER TUBES 2ND TANK ADAPTER - 16" | 023 | 590 | 405.76
FVA28137-20 | 9500 KIT COPPER TUBES 2ND TANK ADAPTER - 20" | 9500 KIT COPPER TUBES 2ND TANK ADAPTER - 20" | 023 | 590 | 405.76
FVA28137-24 | 9500 KIT COPPER TUBES 2ND TANK ADAPTER - 24" | 9500 KIT COPPER TUBES 2ND TANK ADAPTER - 24" | 023 | 590 | 405.76
FVA28243-07 | 9100 PVC CONNECTING TUBES 2ND TANK ADAPTER - 7" | 9100 PVC CONNECTING TUBES 2ND TANK ADAPTER - 7" | 023 | 590 | 58.93
FVA28243-09 | 9100 PVC CONNECTING TUBES 2ND TANK ADAPTER - 9" | 9100 PVC CONNECTING TUBES 2ND TANK ADAPTER - 9" | 023 | 590 | 58.93
FVA28243-12 | 9100 PVC CONNECTING TUBES 2ND TANK ADAPTER - 12" | 9100 PVC CONNECTING TUBES 2ND TANK ADAPTER - 12" | 023 | 590 | 58.93
FVA28243-16 | 9100 PVC CONNECTING TUBES 2ND TANK ADAPTER - 16" | 9100 PVC CONNECTING TUBES 2ND TANK ADAPTER - 16" | 023 | 590 | 58.93
FVA28295 | KIT METER ELECTRONIC 2" PLASTIC 2910/3150 | KIT METER ELECTRONIC 2" PLASTIC 2910/3150 | 023 | 590 | 693.64
FVA28385-1.2 | DLFC 3/4" BSP GOMITO 1.2 GPM PER VALVOLA 5810 | DLFC 3/4" BSP ELBOW 1.2 GPM FOR VALVE 5810 | 023 | 590 | 12.76
FVA28385-1.5 | DLFC 3/4" BSP GOMITO 1.5 GPM PER VALVOLA 5810 | DLFC 3/4" BSP ELBOW 1.5 GPM FOR VALVE 5810 | 023 | 590 | 12.76
FVA28385-2 | DLFC 3/4" BSP GOMITO 2 GPM PER VALVOLA 5810 | DLFC 3/4" BSP ELBOW 2 GPM FOR VALVE 5810 | 023 | 590 | 12.76
FVA28385-2.4 | DLFC 3/4" BSP GOMITO 2.4 GPM PER VALVOLA 5810 | DLFC 3/4" BSP ELBOW 2.4 GPM FOR VALVE 5810 | 023 | 590 | 12.76
FVA28385-3 | DLFC 3/4" BSP GOMITO 3 GPM PER VALVOLA 5810 | DLFC 3/4" BSP ELBOW 3 GPM FOR VALVE 5810 | 023 | 590 | 12.76
FVA28385-3.5 | DLFC 3/4" BSP GOMITO 3.5 GPM PER VALVOLA 5810 | DLFC 3/4" BSP ELBOW 3.5 GPM FOR VALVE 5810 | 023 | 590 | 12.76
FVA28385-4 | DLFC 3/4" BSP GOMITO 4 GPM PER VALVOLA 5810 | DLFC 3/4" BSP ELBOW 4 GPM FOR VALVE 5810 | 023 | 590 | 12.76
FVA28385-5 | DLFC 3/4" BSP GOMITO 5 GPM PER VALVOLA 5810 | DLFC 3/4" BSP ELBOW 5 GPM FOR VALVE 5810 | 023 | 590 | 12.76
FVA28385-7 | DLFC 3/4" BSP GOMITO 7 GPM PER VALVOLA 5810 | DLFC 3/4" BSP ELBOW 7 GPM FOR VALVE 5810 | 023 | 590 | 12.76
FVA28386-ALL | DLFC 1" BSP DRITTO 10-25 GPM PER VALVOLA 5810 | DLFC KIT 1" BSP 10 TO 25 GPM FOR VALVE 5810 | 023 | 590 | 78.08
FVA28422-6 | INJECTOR ASSEMBLY 1710/2910 #6C | INJECTOR ASSEMBLY 1710/2910 #6C | 023 | 590 | 145.37
FVA28511 | DIFF. SUPERIORE 1,05" PER VALVOLA 5810 ADDOLC. | TOP DISTRIBUTOR 1,05" FOR 5810 SOFTENING VALVE | 023 | 590 | 5.4
FVA28511-01 | DIFF. SUPERIORE 1,05" PER VALVOLA 5810 FILTRO | TOP DISTRIBUTOR 1,05" FOR 5810 FILTER VALVE | 023 | 590 | 76.5
FVA28764 | DIFF. SUPERIORE 32 MM PER VALVOLA 5810 | TOP DISTRIBUTOR 32 MM FOR 5810 VALVE | 023 | 590 | 8.1
FVA29082 | KIT METER ASSY 3" SS NXT 3900 | KIT METER ASSY 3" SS NXT 3900 | 023 | 590 | 2027.95
FVA29096 | KIT CONTATORE IN ACCIAIO INOX 1" NT/NXT | KIT METER SS ASSY 1" NT/NXT | 023 | 590 | 595.07
FVA29097 | KIT CONTATORE IN ACCIAIO INOX 1,5" NT/NXT | KIT METER SS ASSY 1,5" NT/NXT | 023 | 590 | 743.86
FVA29098 | KIT CONTATORE IN ACCIAIO INOX 2" NT/NXT | KIT METER SS ASSY 2" NT/NXT | 023 | 590 | 823.3
FVA29111-3045 | KIT DLFC 2" BSP W/REDUCER 2" TO 1" 30 TO 45 GPM 2850 FILTER | KIT DLFC 2" BSP W/REDUCER 2" TO 1" 30 TO 45 GPM 2850 FILTER | 023 | 590 | 217.94
FVA29182 | INJECTOR ASSEMBLY 1700/1710 #4C (#3C #5C) 9500/2750/2910 | INJECTOR ASSEMBLY 1700/1710 #4C (#3C #5C) 9500/2750/2910 | 023 | 590 | 90.22
FVA29251 | INJECTOR ASSEMBLY 1700/1710 #6C (#7C) 2850/2910 | INJECTOR ASSEMBLY 1700/1710 #6C (#7C) 2850/2910 | 023 | 590 | 95.19
FVA61415-20 | ROTATING SIDE MOUNT ADAPTER ASSY 2850/2900 | ROTATING SIDE MOUNT ADAPTER ASSY 2850/2900 | 023 | 590 | 894.78
FVA61763 | KIT CAVO DI COMUNICAZIONE NXT | CABLE KIT NXT | 023 | 590 | 44.25
FVA61991-02 | KIT ATTACCO 1" BSP PER VALVOLA 5810 | CONNECTOR ASSY 1" BSP FOR 5810 VALVE | 023 | 590 | 38.78
FVA61991-04 | KIT ATTACCO 1 1/4" BSP PER VALVOLA 5810 | CONNECTOR ASSY 1 1/4" BSP FOR 5810 VALVE | 023 | 590 | 38.78
FVA61991-09 | KIT ATTACCO 1 1/2" BSP PER VALVOLA 5810 | CONNECTOR ASSY 1 1/2" BSP FOR 5810 VALVE | 023 | 590 | 43.52
FVABU26054 | KIT BYPASS IN PLASTICA PER VALVOLE 5800, 9000 E 9100 | BYPASS ASSY PLASTIC FOR 5800, 9000 AND 9100 VALVES | 023 | 590 | 50.86
FVABU28510 | AIR CHECK 900 (1,10 M) | AIR CHECK 900 (1,10 M) | 023 | 590 | 62.37
FVABU41692 | KIT CAVO DI COMUNICAZIONE NXT | CABLE KIT NXT | 023 | 590 | 44.47
FVAKIT8 | TOP DISTRIB 2" & PIN ASSY | TOP DISTRIB 2" & PIN ASSY | 023 | 590 | 37.09
FVAP80 | LUBRIFICANTE P80 TUBETTO 10 ML | P80 EMULSION TEMPORARY RUBBER ASSEMBLY LUBRICANT 10 ML TUBE | 023 | 590 | 9
FVR10332 | INSERTO 3/8" | INSERT SLEEVE 3/8" | 023 | 585 | 0.91
FVR10896 | MICROSWITCH P/N 10896 | MICROSWITCH P/N 10896 | 023 | 585 | 5.14
FVR11098 | STUFFER 2510-2750 | STUFFER 2510-2750 | 023 | 585 | 76.76
FVR12085 | WASHER 1.2 GPM | WASHER 1.2 GPM | 023 | 585 | 4.45
FVR12087 | WASHER 2 GPM | WASHER 2 GPM | 023 | 585 | 4.58
FVR12088 | WASHER 2.4 GPM | WASHER 2.4 GPM | 023 | 585 | 4.58
FVR12089 | WASHER 3.0 GPM | WASHER 3.0 GPM | 023 | 585 | 4.45
FVR12090 | WASHER 3.5 GPM | WASHER 3.5 GPM | 023 | 585 | 4.45
FVR12091 | DLFC FLOW WASHER 4.0 GPM | DLFC FLOW WASHER 4.0 GPM | 023 | 585 | 4.58
FVR12281-01 | O-RING TOP OF TANK 560 CD | INJECTOR ASSY 9000 #1/2.4/0.50 (WITH WASHER 1.5 - BLFC 0.25) | 023 | 585 | 7.55
FVR12408 | WASHER 7.0 GPM | WASHER 7.0 GPM | 023 | 585 | 8.9
FVR12473 | SCREW HEX WASHER 10-24X5/8 18-8SS | SCREW HEX WASHER 10-24X5/8 18-8SS | 023 | 585 | 0.85
FVR12767 | FILTRO LINEA SALAMOIA | SCREEN BRINE LINE | 023 | 585 | 7.49
FVR13061 | PULLER 2510-2750-RESID-9000-9100 | PULLER 2510-2750-RESID-9000-9100 | 023 | 585 | 195.35
FVR13255 | MOUNTING CLIP | MOUNTING CLIP | 023 | 585 | 36.73
FVR13305-01 | O-RING 560 CD ADAPT COUPLING | O-RING 560 CD ADAPT COUPLING | 023 | 585 | 1.97
FVR13314 | SCREW ADAPTER CLIP | SCREW ADAPTER CLIP | 023 | 585 | 40.35
FVR13509 | IMPELLER METER EXCEPT 2" & 3" | IMPELLER METER EXCEPT 2" & 3" | 023 | 585 | 7.25
FVR13575-01 | O-RING 560 CD TOP OF TANK | O-RING 560 CD TOP OF TANK | 023 | 585 | 10.49
FVR13577-01 | O-RING 560 CD DISTRIB TUBE | O-RING 560 CD DISTRIB TUBE | 023 | 585 | 8.54
FVR13709 | COUPLING ASSY 2510-RESID-9000 | COUPLING ASSY 2510-RESID-9000 | 023 | 585 | 6.14
FVR14801-03C | INJ NOZZLE 1700/1710 3C YELLOW | INJ NOZZLE 1700/1710 3C YELLOW | 023 | 585 | 7.46
FVR14802-03C | INJ THROAT 1700/1710 3C YELLOW | INJ THROAT 1700/1710 3C YELLOW | 023 | 585 | 7.46
FVR15078-01 | COUPLING ASSY 9000 | COUPLING ASSY 9000 | 023 | 585 | 5.78
FVR15112 | SEAL 3150 ADAPT BASE | SEAL 3150 ADAPT BASE | 023 | 585 | 39.74
FVR15135 | DRIVE GEAR 9000-9100-9500 | DRIVE GEAR 9000-9100-9500 | 023 | 585 | 54.15
FVR15218 | COVER METER ASSY BRASS | COVER METER ASSY BRASS | 023 | 585 | 137.11
FVR15237 | METER COVER ASSY BRASS EXTENDED | METER COVER ASSY BRASS EXTENDED | 023 | 585 | 186.42
FVR15246-01 | O-RING 560 CD | O-RING 560 CD | 023 | 585 | 4.03
FVR15314 | MICROSWITCH TIMER P/N 15314 | MICROSWITCH TIMER P/N 15314 | 023 | 585 | 16.19
FVR15320 | MICROSWITCH P/N 15320 | MICROSWITCH P/N 15320 | 023 | 585 | 15.81
FVR15455 | METER CABLE 159 MM | METER CABLE 159 MM | 023 | 585 | 19.63
FVR15532 | IMPELLER SHAFT BEARING | IMPELLER SHAFT BEARING | 023 | 585 | 21.5
FVR16046 | DRIVE GEAR | DRIVE GEAR | 023 | 585 | 33.34
FVR16516 | STUFFER 2850-9500 | STUFFER 2850-9500 | 023 | 585 | 181.43
FVR16529 | WASHER 10 GPM | WASHER 10 GPM | 023 | 585 | 22.82
FVR16737 | FLOW WASHER 25 GPM | FLOW WASHER 25 GPM | 023 | 585 | 18.12
FVR17623 | PULLER 2850-9500 | PULLER 2850-9500 | 023 | 585 | 244.89
FVR18022 | SEAL & SPACER KIT 2930/3150/3900 UPPER | SEAL & SPACER KIT 2930/3150/3900 UPPER | 023 | 585 | 145.02
FVR18052-US | PISTON ASSY 9500 UPPER | PISTON ASSY 9500 UPPER | 023 | 585 | 166.76
FVR18053-US | PISTON ASSY 9500 LOWER | PISTON ASSY 9500 LOWER | 023 | 585 | 261.65
FVR18092-1 | KIT BV 1600 & BLFC ASSY INDUS | KIT BV 1600 & BLFC ASSY INDUS | 023 | 585 | 83.93
FVR18330 | METER COVER ASSY ELEC | METER COVER ASSY ELEC | 023 | 585 | 32.35
FVR18332-0.25 | BLFC ASSY 0,25 GPM 1600 | BLFC ASSY 0,25 GPM 1600 | 023 | 585 | 9.9
FVR18332-0.50 | BLFC ASSY 1600 | BLFC ASSY 1600 | 023 | 585 | 9.9
FVR18702 | FITTING TUBE 1/2" NPT 5/8" | FITTING TUBE 1/2" NPT 5/8" | 023 | 585 | 39.93
FVR18703 | TUBE BRINE 5/8" OD ANNEALED | TUBE BRINE 5/8" OD ANNEALED | 023 | 585 | 52.87
FVR18963-31 | DRIVE GEAR 3150 ADAPT | DRIVE GEAR 3150 ADAPT | 023 | 585 | 64.7
FVR19121-01 | METER CABLE SE/SXT 0,45 M | METER CABLE SE/SXT 0,45 M | 023 | 585 | 53.68
FVR19121-02 | METER CABLE ET 0,5 M | METER CABLE ET 0,5 M | 023 | 585 | 55.08
FVR21716 | SCREW THM 5X16 | SCREW THM 5X16 | 023 | 585 | 0.65
FVR22359 | HOSE BARB STRAIGHT HOT WATER | HOSE BARB STRAIGHT HOT WATER | 023 | 585 | 1.57
FVR23304 | INJECTOR BODY GASKET | INJECTOR BODY GASKET | 023 | 585 | 1.38
FVR24067-US | PISTON ASSY 2510-2750-2900 STD & HW | PISTON ASSY 2510-2750-2900 STD & HW | 023 | 585 | 66.88
FVR24115 | S&S KIT RESID | S&S KIT RESID | 023 | 585 | 32.39
FVR24116-US | PISTON ASSY 4600/5600 | PISTON ASSY 4600/5600 | 023 | 585 | 54.89
FVR24119 | PGM WHEEL ASSY 8 M3 | PGM WHEEL ASSY 8 M3 | 023 | 585 | 14.87
FVR24205 | S&S KIT 2900/2910 LOWER | S&S KIT 2900/2910 LOWER | 023 | 585 | 78.04
FVR24234-US | PISTON ASSY 9000-9100 UPPER | PISTON ASSY 9000-9100 UPPER | 023 | 585 | 65.01
FVR24235-US | PISTON ASSY 9000-9100 LOWER DF | PISTON ASSY 9000-9100 LOWER DF | 023 | 585 | 121.77
FVR24377 | RED LIGHT 4600/5600 230V | RED LIGHT 4600/5600 230V | 023 | 585 | 8.26
FVR24378 | GREEN LIGHT 4600/5600 230V | GREEN LIGHT 4600/5600 230V | 023 | 585 | 8.26
FVR24509-01 | MIXING ASSY RESID | MIXING ASSY RESID | 023 | 585 | 17.34
FVR24510-20 | END PLUG ASSY 6665 UF GREEN | END PLUG ASSY 6665 UF GREEN | 023 | 585 | 5.03
FVR24962 | TANK ADAPT ASSY 2750 | TANK ADAPT ASSY 2750 | 023 | 585 | 146.85
FVR25329 | RETROFIT KIT DRIVE MOTOR ASSY 24V/50HZ 2 RPM | RETROFIT KIT DRIVE MOTOR ASSY 24V/50HZ 2 RPM | 023 | 585 | 85.23
FVR25453 | SBV 2350 - WITHOUT AIR CECK | SBV 2350 - WITHOUT AIR CECK | 023 | 585 | 217.32
FVR25593 | PISTON ASSY 5600SXT/6600/6700 UF | PISTON ASSY 5600SXT/6600/6700 UF | 023 | 585 | 56.05
FVR25642 | S&S KIT 9000-9100 UPPER & LOWER | S&S KIT 9000-9100 UPPER & LOWER | 023 | 585 | 108.21
FVR25868 | DRIVE GEAR UPPER 9000 ASSY | DRIVE GEAR UPPER 9000 ASSY | 023 | 585 | 13.18
FVR25870 | DRIVE GEAR LOWER 9000 ASSY | DRIVE GEAR LOWER 9000 ASSY | 023 | 585 | 14.77
FVR26163-0.25 | BLFC KIT ASSY WITH ELBOW 3/8" - 0.25 | BLFC KIT ASSY WITH ELBOW 3/8" - 0.25 | 023 | 585 | 28.53
FVR26260 | TRANSFO 60VA | TRANSFO 60VA | 023 | 585 | 92.22
FVR26494-00 | PISTON ASSY 2850 NBP | PISTON ASSY 2850 NBP | 023 | 585 | 394.03
FVR26495-00 | PISTON ASSY 2510/2750 NBP | PISTON ASSY 2510/2750 NBP | 023 | 585 | 269.96
FVR26503-24 | DRIVE MOTOR ASSY 24V 50/60HZ TWIN | DRIVE MOTOR ASSY 24V 50/60HZ TWIN | 023 | 585 | 180.52
FVR26575 | BV 1600 ASSY 7600-7700 | BV 1600 ASSY 7600-7700 | 023 | 585 | 28.69
FVR26775 | TIMER MOTOR ASSY 230V/50HZ 1/30 RPM | TIMER MOTOR ASSY 230V/50HZ 1/30 RPM | 023 | 585 | 53.4
FVR26778 | TIMER MOTOR ASSY 24V/50HZ 1/30 RPM | TIMER MOTOR ASSY 24V/50HZ 1/30 RPM | 023 | 585 | 53.4
FVR27077-US | PISTON ASSY 4600SE/5600SXT/6600/6700 DF | PISTON ASSY 4600SE/5600SXT/6600/6700 DF | 023 | 585 | 57.8
FVR28387-1 | BLFC ASSY 3/8" 1600 1 GPM 7700 | BLFC ASSY 3/8" 1600 1 GPM 7700 | 023 | 585 | 17.72
FVR28412-US | PISTON ASSY 2900/2910 LOWER WBP | PISTON ASSY 2900/2910 LOWER WBP | 023 | 585 | 239.47
FVR28413-US | PISTON ASSY LOWER 2900/2910 NBP | PISTON ASSY LOWER 2900/2910 NBP | 023 | 585 | 226.99
FVR28415 | S&S KIT 2510/2750/2900 UPPER DF | S&S KIT 2510/2750/2900 UPPER DF | 023 | 585 | 37.69
FVR28416-US | PISTON ASSY 2910 UPPER | PISTON ASSY 2910 UPPER | 023 | 585 | 70.55
FVR28417 | PISTON ASSY 2910 UPPER UF | PISTON ASSY 2910 UPPER UF | 023 | 585 | 93.41
FVR29102 | METER COVER ASSY 8 M3 WITH IMPELLER | METER COVER ASSY 8 M3 WITH IMPELLER | 023 | 585 | 51.6
FVR29107 | 4600 - 5600 MECHANICAL SERVICE KIT | 4600 - 5600 MECHANICAL SERVICE KIT | 023 | 585 | 119.59
FVR29108 | 4600 - 5600 SXT SERVICE KIT | 4600 - 5600 SXT SERVICE KIT | 023 | 585 | 110.19
FVR29111 | INJECTOR ASSY 5600 #1/1.5/0.25 (W/ WASHER 2 & 2.4) | INJECTOR ASSY 5600 #1/1.5/0.25 (W/ WASHER 2 & 2.4) | 023 | 585 | 64.16
FVR29132 | REPAIR KIT FOR RESIDENTIAL SXT POWER HEAD | REPAIR KIT FOR RESIDENTIAL SXT POWER HEAD | 023 | 585 | 60.3
FVR29134 | REPAIR KIT FOR RESIDENTIAL POWER HEAD 8 & 40 M3 | REPAIR KIT FOR RESIDENTIAL POWER HEAD 8 & 40 M3 | 023 | 585 | 81.08
FVR29142 | INJECTOR NOZZLE & THROAT #0 RED | INJECTOR NOZZLE & THROAT #0 RED | 023 | 585 | 4.9
FVR29143 | INJECTOR NOZZLE & THROAT #1 WHITE | INJECTOR NOZZLE & THROAT #1 WHITE | 023 | 585 | 4.9
FVR29144 | INJECTOR NOZZLE & THROAT #2 BLUE | INJECTOR NOZZLE & THROAT #2 BLUE | 023 | 585 | 5.16
FVR29171 | INJECTOR ASSY 9000 #1/2.4/0.50 (WITH WASHER 1.5 - BLFC 0.25) | INJECTOR ASSY 9000 #1/2.4/0.50 (WITH WASHER 1.5 - BLFC 0.25) | 023 | 585 | 95.19
FVR29178 | INJECTOR ASSY 9100 #2/4.0/1.0 (W/WASHER 3.5) | INJECTOR ASSY 9100 #2/4.0/1.0 (W/WASHER 3.5) | 023 | 585 | 95.19
FVR29184 | INJECTOR SERVICE KIT 1710 9500-2750-2850-2910 DF | INJECTOR SERVICE KIT 1710 9500-2750-2850-2910 DF | 023 | 585 | 25.41
FVR29205 | DRIVE MOTOR ASSY 2750/2850 24VAC/DC-50/60HZ | DRIVE MOTOR ASSY 2750/2850 24VAC/DC-50/60HZ | 023 | 585 | 232.39
FVR29228 | INJECTOR NOZZLE & THROAT 1700/1710#6C RED | INJECTOR NOZZLE & THROAT 1700/1710#6C RED | 023 | 585 | 11.28
FVR29237 | REPAIR KIT DRIVE GEARS-GENEVA WHEEL 9000-9100-9500 | REPAIR KIT DRIVE GEARS-GENEVA WHEEL 9000-9100-9500 | 023 | 585 | 54.23
FVR29247 | INJECTOR ASSY 1650 #00 (#000 #0) 2750-2850-2910 | INJECTOR ASSY 1650 #00 (#000 #0) 2750-2850-2910 | 023 | 585 | 33.35
FVR42933-10 | MAIN DRIVE GEAR 5600SE-6600-6700 | MAIN DRIVE GEAR 5600SE-6600-6700 | 023 | 585 | 13.85
FVR60106-00-US | PISTON ASSY 3150/3900 UPPER DF | PISTON ASSY 3150/3900 UPPER DF | 023 | 585 | 430.33
FVR60113-01-US | PISTON ASSY 3150 NBP-DF | PISTON ASSY 3150 NBP-DF | 023 | 585 | 339.63
FVR60626-01 | METER ASSY 3/4" TURBINE SXT | METER ASSY 3/4" TURBINE SXT | 023 | 585 | 172.44
FVR61454-5 | INJ ASSY 1600 7700 # 5 | INJ ASSY 1600 7700 # 5 | 023 | 585 | 39.14
FVRBR14038 | COVER METER ASSY PLASTIC | COVER METER ASSY PLASTIC | 023 | 585 | 29.62
FVRBR15374 | IMPELLER ASSY 2" BRASS METER | IMPELLER ASSY 2" BRASS METER | 023 | 585 | 27.35
FVRBR15432 | IMPELLER SHAFT FOR IMPELLER 15374-01 | IMPELLER SHAFT FOR IMPELLER 15374-01 | 023 | 585 | 54.57
FVRBR43346-E0 | CIRCUIT BOARD SXT PROGRAMMED ECO | CIRCUIT BOARD SXT PROGRAMMED ECO | 023 | 585 | 113.67
FVRBR43360-EN | SCHEDA ELETTRONICA 7700 SXT TC | CIRCUIT BOARD 7700 SXT TC | 023 | 585 | 159.16
FVRBU27808 | METER CABLE ADAPT SE 60 MM | METER CABLE ADAPT SE 60 MM | 023 | 585 | 21.84
FVRBU28414 | S&S KIT 2750-2900-2910 UPPER HW | S&S KIT 2750-2900-2910 UPPER HW | 023 | 585 | 66.22
FVRBU28610-2 | BV 1710 2750 NBP-2850 WBP-2910 2 GPM | BV 1710 2750 NBP-2850 WBP-2910 2 GPM | 023 | 585 | 157.74
FVRBU28664 | S&S KIT 9000/9100 LOWER | S&S KIT 9000/9100 LOWER | 023 | 585 | 75.93
FVRBU28684 | KIT S&S PLASTIC 2850 | KIT S&S PLASTIC 2850 | 023 | 585 | 136.68
FVRBU28685 | KIT S&S PLASTIC UPPER 9500 | KIT S&S PLASTIC UPPER 9500 | 023 | 585 | 128.8
FVRBU28686 | KIT S&S PLASTIC LOWER 9500 | KIT S&S PLASTIC LOWER 9500 | 023 | 585 | 151.9
FVRBU28712-02 | TIMER ASSY SXT 9000/9100/9500 | TIMER ASSY SXT 9000/9100/9500 | 023 | 585 | 275.06
FVRBU28797-0.50 | BV 1650 ASSY 2750NBP-2850-2910 0.50 GPM | BV 1650 ASSY 2750NBP-2850-2910 0.50 GPM | 023 | 585 | 83.93
FVRBU61564-10 | MIXING ASSY 1" INDUSTRIAL | MIXING ASSY 1" INDUSTRIAL | 023 | 585 | 169.51
FVRKIT51 | KIT ACCESSORIES 1600 WITH BV44/AC500 | KIT ACCESSORIES 1600 WITH BV44/AC500 | 023 | 585 | 19.04
FVRPH950SI-001 | POWER HEAD 9500 SXT | POWER HEAD 9500 SXT | 023 | 585 | 859.16
H2E1B1 | MWG RO VESSEL FRP 2,5" END-PORT 300 PSI 2540 1/4" BSPT F - 1/4" BSPT F | MWG RO VESSEL FRP 2,5" END-PORT 300 PSI 2540 1/4" BSPT F - 1/4" BSPT F | 030 | 180 | 160.45
H2E1BQ | MWG RO VESSEL FRP 2,5" END-PORT 300 PSI 2514 1/4" BSPT F - 1/4" BSPT F | MWG RO VESSEL FRP 2,5" END-PORT 300 PSI 2514 1/4" BSPT F - 1/4" BSPT F | 030 | 180 | 121.67
H2E1BV | MWG RO VESSEL FRP 2,5" END-PORT 300 PSI 2521 1/4" BSPT F - 1/4" BSPT F | MWG RO VESSEL FRP 2,5" END-PORT 300 PSI 2521 1/4" BSPT F - 1/4" BSPT F | 030 | 180 | 119.7
H2E1G1 | MWG RO VESSEL FRP 2,5" END-PORT 1000 PSI 2540 1/4" BSPT F - 1/4" BSPT F | MWG RO VESSEL FRP 2,5" END-PORT 1000 PSI 2540 1/4" BSPT F - 1/4" BSPT F | 030 | 180 | 537.18
H2E1GV | MWG RO VESSEL FRP 2,5" END-PORT 1000 PSI 2521 1/4" BSPT F - 1/4" BSPT F | MWG RO VESSEL FRP 2,5" END-PORT 1000 PSI 2521 1/4" BSPT F - 1/4" BSPT F | 030 | 180 | 516.2
H2R001 | MWG 2.5" MPV SADDLE FOR 300-1000 PSI | MWG 2.5" MPV SADDLE FOR 300-1000 PSI | 030 | 180 | 2.62
H2R003 | MWG 2.5" MPV STRAP FOR 300 PSI L=160 MM | MWG 2.5" MPV STRAP FOR 300 PSI L=160 MM | 030 | 180 | 18.18
H2R011 | MWG 2,5" MPV END PLATE IN ABS F/C/P 1/4" BSPT FOR 300 PSI | MWG 2,5" MPV END PLATE IN ABS F/C/P 1/4" BSPT FOR 300 PSI | 030 | 180 | 22.68
H2R013 | MWG 2,5" MPV END PLATE IN AISI 2507SST F/C/P 1/4" BSPT FOR 1000 PSI | MWG 2,5" MPV END PLATE IN AISI 2507SST F/C/P 1/4" BSPT FOR 1000 PSI | 030 | 180 | 183.08
H2R041 | MWG 2,5" MPV SEEGER IN AISI 316 FOR 300-1000 PSI | MWG 2,5" MPV SEEGER IN AISI 316 FOR 300-1000 PSI | 030 | 180 | 9.34
H2R101 | MWG 2,5" & 4" MPV ADAPTER SEAL IN EPDM FOR 300÷1200 PSI | MWG 2,5" & 4" MPV ADAPTER SEAL IN EPDM FOR 300÷1200 PSI | 030 | 180 | 1.04
H2R103 | MWG 2,5" MPV HEAD SEAL IN EPDM FOR 300÷1000 PSI | MWG 2,5" MPV HEAD SEAL IN EPDM FOR 300÷1000 PSI | 030 | 180 | 4.21
H412G1 | MWG RO VESSEL FRP 4" SIDE-PORT 1000 PSI 4040 1C7C - 1/2" BSPT M | MWG RO VESSEL FRP 4" SIDE-PORT 1000 PSI 4040 1C7C - 1/2" BSPT M | 030 | 180 | 1007.23
H4E2B1 | MWG RO VESSEL FRP 4" END-PORT 300 PSI 4040 1/2" BSPT F - 1/2" BSPT F | MWG RO VESSEL FRP 4" END-PORT 300 PSI 4040 1/2" BSPT F - 1/2" BSPT F | 030 | 180 | 188.94
H4E2B2 | MWG RO VESSEL FRP 4" END-PORT 300 PSI 2EL 1/2" BSPT F - 1/2" BSPT F | MWG RO VESSEL FRP 4" END-PORT 300 PSI 2EL 1/2" BSPT F - 1/2" BSPT F | 030 | 180 | 260.54
H4E2B3 | MWG RO VESSEL FRP 4" END-PORT 300 PSI 3EL 1/2" BSPT F - 1/2" BSPT F | MWG RO VESSEL FRP 4" END-PORT 300 PSI 3EL 1/2" BSPT F - 1/2" BSPT F | 030 | 180 | 334.68
H4E2BV | MWG RO VESSEL FRP 4" END-PORT 300 PSI 4021 1/2" BSPT F - 1/2" BSPT F | MWG RO VESSEL FRP 4" END-PORT 300 PSI 4021 1/2" BSPT F - 1/2" BSPT F | 030 | 180 | 183.22
H4E2C1 | MWG RO VESSEL FRP 4" END-PORT 450 PSI 4040 1/2" BSPT F - 1/2" BSPT F | MWG RO VESSEL FRP 4" END-PORT 450 PSI 4040 1/2" BSPT F - 1/2" BSPT F | 030 | 180 | 297.4
H4E2C2 | MWG RO VESSEL FRP 4" END-PORT 450 PSI 2EL 1/2" BSPT F - 1/2" BSPT F | MWG RO VESSEL FRP 4" END-PORT 450 PSI 2EL 1/2" BSPT F - 1/2" BSPT F | 030 | 180 | 427.9
H4E2C3 | MWG RO VESSEL FRP 4" END-PORT 450 PSI 3EL 1/2" BSPT F - 1/2" BSPT F | MWG RO VESSEL FRP 4" END-PORT 450 PSI 3EL 1/2" BSPT F - 1/2" BSPT F | 030 | 180 | 537.46
H4E3B1 | MWG RO VESSEL FRP 4" END-PORT 300 PSI 4040 3/4" BSPT F - 1/2" BSPT F | MWG RO VESSEL FRP 4" END-PORT 300 PSI 4040 3/4" BSPT F - 1/2" BSPT F | 030 | 180 | 188.94
H4E3B2 | MWG RO VESSEL FRP 4" END-PORT 300 PSI 2EL 3/4" BSPT F - 1/2" BSPT F | MWG RO VESSEL FRP 4" END-PORT 300 PSI 2EL 3/4" BSPT F - 1/2" BSPT F | 030 | 180 | 260.54
H4E3B3 | MWG RO VESSEL FRP 4" END-PORT 300 PSI 3EL 3/4" BSPT F - 1/2" BSPT F | MWG RO VESSEL FRP 4" END-PORT 300 PSI 3EL 3/4" BSPT F - 1/2" BSPT F | 030 | 180 | 334.68
H4E3BV | MWG RO VESSEL FRP 4" END-PORT 300 PSI 4021 3/4" BSPT F - 1/2" BSPT F | MWG RO VESSEL FRP 4" END-PORT 300 PSI 4021 3/4" BSPT F - 1/2" BSPT F | 030 | 180 | 183.22
H4E3C1 | MWG RO VESSEL FRP 4" END-PORT 450 PSI 4040 3/4" BSPT F - 1/2" BSPT F | MWG RO VESSEL FRP 4" END-PORT 450 PSI 4040 3/4" BSPT F - 1/2" BSPT F | 030 | 180 | 297.4
H4E3C2 | MWG RO VESSEL FRP 4" END-PORT 450 PSI 2EL 3/4" BSPT F - 1/2" BSPT F | MWG RO VESSEL FRP 4" END-PORT 450 PSI 2EL 3/4" BSPT F - 1/2" BSPT F | 030 | 180 | 427.9
H4E3C3 | MWG RO VESSEL FRP 4" END-PORT 450 PSI 3EL 3/4" BSPT F - 1/2" BSPT F | MWG RO VESSEL FRP 4" END-PORT 450 PSI 3EL 3/4" BSPT F - 1/2" BSPT F | 030 | 180 | 537.46
H4E4G1 | MWG RO VESSEL FRP 4" END-PORT 1000 PSI 4040 3/4" BSPT M - 1/2" BSPT M | MWG RO VESSEL FRP 4" END-PORT 1000 PSI 4040 3/4" BSPT M - 1/2" BSPT M | 030 | 180 | 937.07
H4E4G2 | MWG RO VESSEL FRP 4" END-PORT 1000 PSI 2EL 3/4" BSPT M - 1/2" BSPT M | MWG RO VESSEL FRP 4" END-PORT 1000 PSI 2EL 3/4" BSPT M - 1/2" BSPT M | 030 | 180 | 1150.05
H4E4H1 | MWG RO VESSEL FRP 4" END-PORT 1200 PSI 4040 3/4" BSPT M - 1/2" BSPT M | MWG RO VESSEL FRP 4" END-PORT 1200 PSI 4040 3/4" BSPT M - 1/2" BSPT M | 030 | 180 | 1025.47
H4E4H2 | MWG RO VESSEL FRP 4" END-PORT 1200 PSI 2EL 3/4" BSPT M - 1/2" BSPT M | MWG RO VESSEL FRP 4" END-PORT 1200 PSI 2EL 3/4" BSPT M - 1/2" BSPT M | 030 | 180 | 1244.92
H4E4H3 | MWG RO VESSEL FRP 4" END-PORT 1200 PSI 3EL 3/4" BSPT M - 1/2" BSPT M | MWG RO VESSEL FRP 4" END-PORT 1200 PSI 3EL 3/4" BSPT M - 1/2" BSPT M | 030 | 180 | 1488.5
H4R001 | MWG 4" MPV SADDLE FOR 300-1200 PSI | MWG 4" MPV SADDLE FOR 300-1200 PSI | 030 | 180 | 2.93
H4R003 | MWG 4" MPV STRAP FOR 300-450 PSI L=265 MM | MWG 4" MPV STRAP FOR 300-450 PSI L=265 MM | 030 | 180 | 20.7
H4R005 | MWG 4" MPV STRAP FOR 600-1000 PSI L=280 MM | MWG 4" MPV STRAP FOR 600-1000 PSI L=280 MM | 030 | 180 | 22.68
H4R041 | MWG 4" MPV SEEGER IN AISI 304 FOR 300-450 PSI | MWG 4" MPV SEEGER IN AISI 304 FOR 300-450 PSI | 030 | 180 | 6.74
H4R045 | MWG 4" MPV LOCKING KIT SEGMENT (3PCS) IN AISI 316 FOR 600-1200 PSI | MWG 4" MPV LOCKING KIT SEGMENT (3PCS) IN AISI 316 FOR 600-1200 PSI | 030 | 180 | 92.79
H4R081 | MWG 4" MPV PLUG IN ABS FOR 300-450 PSI | MWG 4" MPV PLUG IN ABS FOR 300-450 PSI | 030 | 180 | 2.3
H4R083 | MWG 4" MPV PLUG IN ABS FOR 600-1200 PSI | MWG 4" MPV PLUG IN ABS FOR 600-1200 PSI | 030 | 180 | 2.69
H4R101 | MWG 4" MPV O-RING IN EPDM OF PLUG 300-450 PSI | MWG 4" MPV O-RING IN EPDM OF PLUG 300-450 PSI | 030 | 180 | 1.78
H4R107 | MWG 4" MPV HEAD SEAL IN EPDM FOR 300÷1200 PSI | MWG 4" MPV HEAD SEAL IN EPDM FOR 300÷1200 PSI | 030 | 180 | 6.55
H4R111 | MWG 4" MPV PERMEATE PORT O-RING IN EPDM | MWG 4" MPV PERMEATE PORT O-RING IN EPDM | 030 | 180 | 1.53
H4R113 | MWG 4" MPV O-RING OF SEALING PLATE | MWG 4" MPV O-RING OF SEALING PLATE | 030 | 180 | 1.73
H4R205 | MWG 4" MPV SECURING SCREW IN ISI 304 FOR 600-1200 PSI | MWG 4" MPV SECURING SCREW IN ISI 304 FOR 600-1200 PSI | 030 | 180 | 1.33
H4R209 | MWG 4" MPV SEEGER SCREW M6x14 IN AISI 304 | MWG 4" MPV SEEGER SCREW M6x14 IN AISI 304 | 030 | 180 | 1.37
H4R401 | MWG 4" MPV END PLATE ABS- PP 1/2" BSPT + FCP 1/2" BSPT END PORT 300-450PSI | MWG 4" MPV END PLATE ABS- PP 1/2" BSPT + FCP 1/2" BSPT END PORT 300-450PSI | 030 | 180 | 30.14
H4R403 | MWG 4" MPV END PLATE ABS- PP 1/2" BSPT + FCP 3/4" BSPT END PORT 300-450PSI | MWG 4" MPV END PLATE ABS- PP 1/2" BSPT + FCP 3/4" BSPT END PORT 300-450PSI | 030 | 180 | 30.14
H4R601 | MWG 4" MPV ADAPTER IN ABS FOR END/SIDE P 300-450 PSI + 600-1000-1200 END P | MWG 4" MPV ADAPTER IN ABS FOR END/SIDE P 300-450 PSI + 600-1000-1200 END P | 030 | 180 | 16.65
H4R603 | MWG 4" MPV ADAPTER IN ABS FOR SIDE PORT 600-1000-1200 PSI | MWG 4" MPV ADAPTER IN ABS FOR SIDE PORT 600-1000-1200 PSI | 030 | 180 | 22.58
H4R707 | MWG 4" MPV HEAD ASSEMBLY END PORT 600-1000-1200 PSI | MWG 4" MPV HEAD ASSEMBLY END PORT 600-1000-1200 PSI | 030 | 180 | 320.6
H815B4 | MWG RO VESSEL FRP 8" SIDE-PORT 300 PSI 4EL 1D5D - 1" BSPT F | MWG RO VESSEL FRP 8" SIDE-PORT 300 PSI 4EL 1D5D - 1" BSPT F | 035 | 180 | 1459.3
H815B5 | MWG RO VESSEL FRP 8" SIDE-PORT 300 PSI 5EL 1D5D - 1" BSPT F | MWG RO VESSEL FRP 8" SIDE-PORT 300 PSI 5EL 1D5D - 1" BSPT F | 035 | 180 | 1547.89
H8E5B1 | MWG RO VESSEL FRP 8" END-PORT 300 PSI 1EL 1,5" VICT. - 1" BSPT F | MWG RO VESSEL FRP 8" END-PORT 300 PSI 1EL 1,5" VICT. - 1" BSPT F | 035 | 180 | 1062.59
H8E5B2 | MWG RO VESSEL FRP 8" END-PORT 300 PSI 2EL 1,5" VICT. - 1" BSPT F | MWG RO VESSEL FRP 8" END-PORT 300 PSI 2EL 1,5" VICT. - 1" BSPT F | 035 | 180 | 1127.85
H8E5B3 | MWG RO VESSEL FRP 8" END-PORT 300 PSI 3EL 1,5" VICT. - 1" BSPT F | MWG RO VESSEL FRP 8" END-PORT 300 PSI 3EL 1,5" VICT. - 1" BSPT F | 035 | 180 | 1265.28
H8E5B4 | MWG RO VESSEL FRP 8" END-PORT 300 PSI 4EL 1,5" VICT. - 1" BSPT F | MWG RO VESSEL FRP 8" END-PORT 300 PSI 4EL 1,5" VICT. - 1" BSPT F | 035 | 180 | 1396.17
H8E5B5 | MWG RO VESSEL FRP 8" END-PORT 300 PSI 5EL 1,5" VICT. - 1" BSPT F | MWG RO VESSEL FRP 8" END-PORT 300 PSI 5EL 1,5" VICT. - 1" BSPT F | 035 | 180 | 1505.26
H8E5B6 | MWG RO VESSEL FRP 8" END-PORT 300 PSI 6EL 1,5" VICT. - 1" BSPT F | MWG RO VESSEL FRP 8" END-PORT 300 PSI 6EL 1,5" VICT. - 1" BSPT F | 035 | 180 | 1636.15
H8E5C1 | MWG RO VESSEL FRP 8" END-PORT 450 PSI 1EL 1,5" VICT. - 1" BSPT F | MWG RO VESSEL FRP 8" END-PORT 450 PSI 1EL 1,5" VICT. - 1" BSPT F | 035 | 180 | 1270.52
H8E5C2 | MWG RO VESSEL FRP 8" END-PORT 450 PSI 2EL 1,5" VICT. - 1" BSPT F | MWG RO VESSEL FRP 8" END-PORT 450 PSI 2EL 1,5" VICT. - 1" BSPT F | 035 | 180 | 1362.49
H8E5C3 | MWG RO VESSEL FRP 8" END-PORT 450 PSI 3EL 1,5" VICT. - 1" BSPT F | MWG RO VESSEL FRP 8" END-PORT 450 PSI 3EL 1,5" VICT. - 1" BSPT F | 035 | 180 | 1453.19
H8E5D1 | MWG RO VESSEL FRP 8" END-PORT 600 PSI 1EL 1,5" VICT. - 1" BSPT F | MWG RO VESSEL FRP 8" END-PORT 600 PSI 1EL 1,5" VICT. - 1" BSPT F | 035 | 180 | 1897.92
H8E5D2 | MWG RO VESSEL FRP 8" END-PORT 600 PSI 2EL 1,5" VICT. - 1" BSPT F | MWG RO VESSEL FRP 8" END-PORT 600 PSI 2EL 1,5" VICT. - 1" BSPT F | 035 | 180 | 2072.46
H8E5G1 | MWG RO VESSEL FRP 8" END-PORT 1000 PSI 1EL 1,5" VICT. - 1" BSPT F | MWG RO VESSEL FRP 8" END-PORT 1000 PSI 1EL 1,5" VICT. - 1" BSPT F | 035 | 180 | 2137.89
H8E5G2 | MWG RO VESSEL FRP 8" END-PORT 1000 PSI 2EL 1,5" VICT. - 1" BSPT F | MWG RO VESSEL FRP 8" END-PORT 1000 PSI 2EL 1,5" VICT. - 1" BSPT F | 035 | 180 | 2356.04
H8E5G3 | MWG RO VESSEL FRP 8" END-PORT 1000 PSI 3EL 1,5" VICT. - 1" BSPT F | MWG RO VESSEL FRP 8" END-PORT 1000 PSI 3EL 1,5" VICT. - 1" BSPT F | 035 | 180 | 2574.22
H8R001 | MWG 8" MPV SADDLE FOR 300-1200 PSI | MWG 8" MPV SADDLE FOR 300-1200 PSI | 035 | 180 | 9.34
H8R005 | MWG 8" MPV STRAP FOR 300-450 PSI L=530 MM | MWG 8" MPV STRAP FOR 300-450 PSI L=530 MM | 035 | 180 | 26.49
H8R009 | MWG 8" MPV STRAP FOR 600-1200 PSI L=580 MM | MWG 8" MPV STRAP FOR 600-1200 PSI L=580 MM | 035 | 180 | 29.99
H8R031 | MWG 8" MPV SPRING PAD IN AISI 304 FOR LOCKING SEGMENT SCREW | MWG 8" MPV SPRING PAD IN AISI 304 FOR LOCKING SEGMENT SCREW | 035 | 180 | 0.44
H8R041 | MWG 8" MPV LOCKING SEGMENT IN AISI 304 FOR 300-450 PSI | MWG 8" MPV LOCKING SEGMENT IN AISI 304 FOR 300-450 PSI | 035 | 180 | 18.18
H8R061 | MWG 8" MPV THRUST CONE IN ABS FOR END PORT 300-450 PSI | MWG 8" MPV THRUST CONE IN ABS FOR END PORT 300-450 PSI | 035 | 180 | 62.55
H8R071 | MWG 8" MPV THRUST CONE IN ABS FOR SIDE PORT 300-450 PSI | MWG 8" MPV THRUST CONE IN ABS FOR SIDE PORT 300-450 PSI | 035 | 180 | 61.34
H8R081 | MWG 8" MPV PLUG IN ABS FOR 300-1200 PSI | MWG 8" MPV PLUG IN ABS FOR 300-1200 PSI | 035 | 180 | 3.61
H8R108 | MWG 8" MPV FEED CONCENTRATE PORT SEAL IN EPDM FOR END PORT 300÷1200 PSI | 187x7 O-RING (NEW STYLE 2020) IN EPDM FOR ALL MWG 8" MPV | 035 | 180 | 14.55
H8R109 | MWG 8" MPV PWT SEAL IN EPDM FOR 300÷1200 PSI | MWG 8" MPV FEED CONCENTRATE PORT SEAL IN EPDM FOR END PORT 300÷1200 PSI | 035 | 180 | 4.06
H8R111 | MWG 8" MPV 1,125" ADAPTER O-RING IN EPDM FOR 300÷1200 PSI | MWG 8" MPV PWT SEAL IN EPDM FOR 300÷1200 PSI | 035 | 180 | 1.62
H8R113 | MWG 8" MPV 1,5" ADAPTER O-RING IN EPDM FOR 300-1200 PSI | MWG 8" MPV 1,125" ADAPTER O-RING IN EPDM FOR 300÷1200 PSI | 035 | 180 | 4.06
H8R115 | MWG 8" MPV LOCKING SEGMENT SCREW IN AISI 304 | MWG 8" MPV 1,5" ADAPTER O-RING IN EPDM FOR 300-1200 PSI | 035 | 180 | 1.81
H8R203 | MWG 8" MPV 1,125" ADAPTER IN ABS FOR 300-450 PSI | MWG 8" MPV LOCKING SEGMENT SCREW IN AISI 304 | 035 | 180 | 15.79
H8R601 | MWG 8" MPV 1,125" ADAPTER IN ABS FOR 600-1200 PSI | MWG 8" MPV 1,125" ADAPTER IN ABS FOR 300-450 PSI | 035 | 180 | 20.66
H8R603 | MWG 8" MPV 1,5" ADAPTER IN ABS FOR 300-450 PSI | MWG 8" MPV 1,125" ADAPTER IN ABS FOR 600-1200 PSI | 035 | 180 | 26.58
H8R611 | MWG 8" MPV 1,5" ADAPTER IN ABS FOR 600-1200 PSI | MWG 8" MPV 1,5" ADAPTER IN ABS FOR 300-450 PSI | 035 | 180 | 28.2
H8R613 | MWG 8" MPV 1,125" ADAPTER PAD IN ABS | MWG 8" MPV 1,5" ADAPTER IN ABS FOR 600-1200 PSI | 035 | 180 | 31.42
H8R651 | MWG 8" MPV 1,5" ADAPTER PAD IN ABS FOR 300-1200 PSI | MWG 8" MPV 1,125" ADAPTER PAD IN ABS | 035 | 180 | 18.76
H8R653 | MWG 8" MPV HEAD ASSEMBLY END PORT 300 PSI | MWG 8" MPV 1,5" ADAPTER PAD IN ABS FOR 300-1200 PSI | 035 | 180 | 2.07
H8R701 | MWG 8" MPV HEAD ASSEMBLY END PORT 450 PSI | MWG 8" MPV HEAD ASSEMBLY END PORT 300 PSI | 035 | 180 | 487.2
H8R703 | MWG 8" MPV HEAD ASSEMBLY END PORT 600 PSI | MWG 8" MPV HEAD ASSEMBLY END PORT 450 PSI | 035 | 180 | 655.26
H8R705 | MWG 8" MPV HEAD ASSEMBLY END PORT 1000 PSI | MWG 8" MPV HEAD ASSEMBLY END PORT 600 PSI | 035 | 180 | 746.36
H8R707 | 8" MPV HEAD ASSEMBLY END PORT 1000 PSI | MWG 8" MPV HEAD ASSEMBLY END PORT 1000 PSI | 035 | 180 | 859.49
HA300 | DEBATTERIZZATORE MWG UV HR-60 220V-50HZ - 1/4" BSP M | MWG UV STERILIZER HR-60 220V-50HZ 1/4" BSP M | 055 | 250 | 117.48
HA302 | DEBATTERIZZATORE MWG UV PC-1 10 WATT 220V-50HZ-1/4" BSP M | MWG UV STERILIZER PC-1 10WATT 220V-50HZ -1/4" BSP M | 055 | 250 | 124.87
HA310 | DEBATTERIZZATORE MWG W-180 220V-50HZ 15W - 1/2" BSP M | MWG UV STERILIZER W-180 220V-50HZ 15W - 1/2" BSP M | 055 | 250 | 180.95
HA315 | DEBATTERIZZATORE MWG W-360 220V-50HZ 21W - 1/2" BSP M | MWG UV STERILIZER W-360 220V-50HZ 21W-1/2" BSP M | 055 | 250 | 306.5
HA320 | DEBATTERIZZATORE MWG W-480 220V-50HZ 29W - 1/2" BSP M | MWG UV STERILIZER W-480 220V-50HZ 29W-1/2" BSP M | 055 | 250 | 367.26
HA325 | DEBATTERIZZATORE MWG W-720 220V-50HZ 40W - 3/4" BSP M | MWG UV STERILIZER W-720 220V-50HZ 40W - 3/4" BSP M | 055 | 250 | 432.1
HA350 | DEBATTERIZZATORE MWG FC-8 220V-50HZ 29W - 3/4" BSP M | MWG UV STERILIZER FC-8 220V-50HZ 29W - 3/4" BSP M | 055 | 251 | 817.01
HA355 | DEBATTERIZZATORE MWG FC-12 220V-50HZ 40W - 1" BSP M | MWG UV STERILIZER FC-12 220V-50HZ 40W - 1" BSP M | 055 | 251 | 992.57
HA360 | DEBATTERIZZATORE MWG FC-15 220V-50HZ 65W - 1" BSP M | MWG UV STERILIZER FC-15 220V-50HZ 65W - 1" BSP M | 055 | 251 | 1091.1
HA365 | DEBATTERIZZATORE MWG FC-20 220V-50HZ 65W - 1 1/2" BSP M | MWG UV STERILIZER FC-20 220V-50HZ 65W-1 1/2" BSP M | 055 | 251 | 1361.23
HA370 | DEBATTERIZZATORE MWG FC-24 220V-50HZ 80W - 1 1/2" BSPM | MWG UV STERILIZER FC-24 220V-50HZ 85W - 1 1/2" BSPM | 055 | 251 | 1431.43
HA375 | DEBATTERIZZATORE MWG FC-35 220V-50HZ 100W - 2" BSP M | MWG UV SERILIZER FC-35 220V-50HZ 100W-2" BSP M | 055 | 251 | 2147.17
HA380 | DEBATTERIZZATORE MWG FC-45 220V-50HZ 120W - 2" BSP M | MWG UV STERILIZER FC-45 220V-50HZ 120W - 2" BSP M | 055 | 251 | 2214.67
HA400 | DEBATTERIZZATORE MWG FC-70D 220V-50HZ 2x100W - DN50 | MWG UV STERILIZER FC-70D 220V-50HZ 2x100W - DN50 | 055 | 252 | 3736.64
HA410 | DEBATTERIZZATORE MWG FC-120D 220V-50HZ 3x120W - DN65 | MWG UV STERILIZER FC-120D 220V-50HZ 3x120W - DN65 | 055 | 252 | 5955.42
HA420 | DEBATTERIZZATORE MWG FC-180D 220V-50HZ 5x120W - DN80 | MWG UV STERILIZER FC-180D 220V-50HZ 5x120W - DN80 | 055 | 252 | 7447.65
HA430 | DEBATTERIZZATORE MWG FC-250D 220V-50HZ 7x120W - DN100 | MWG UV STERILIZER FC-250D 220V-50HZ 7x120W - DN100 | 055 | 252 | 9527.34
HA500 | LAMPADA UV - T5L10W D=18 L=219 MM | UV LAMP - T5L10W D=18 L=219 MM | 055 | 255 | 39.51
HA502 | LAMPADA UV - T5L15W D=18 L=310 MM | UV LAMP - T5L15W D=18 L=310 MM | 055 | 255 | 70.2
HA504 | LAMPADA UV - T5L21W D=18 L=444 MM | UV LAMP - T5L21W D=18 L=444 MM | 055 | 255 | 76.54
HA506 | LAMPADA UV - T5L29W D=18 L=630 MM | UV LAMP - T5L29W D=18 L=630 MM | 055 | 255 | 79.93
HA508 | LAMPADA UV - T5L40W D=18 L=850 MM | UV LAMP - T5L40W D=18 L=850 MM | 055 | 255 | 88.72
HA510 | LAMPADA UV - T5L65W D=18 L=850 MM | UV LAMP - T5L65W D=18 L=850 MM | 055 | 255 | 107.85
HA512 | LAMPADA UV - T5L85W D=23 L=850 MM | UV LAMP - T5L85W D=23 L=850 MM | 055 | 255 | 114.39
HA514 | LAMPADA UV - T6L100W D=23 L=1160 MM | UV LAMP - T6L100W D=23 L=1160 MM | 055 | 255 | 133.57
HA516 | LAMPADA UV - T6L120W D=18 L=1150 MM | UV LAMP - T6L120W D=18 L=1150 MM | 055 | 255 | 133.57
HA530 | QUARZO PER LAMPADA UV - T5L10W D.24,5 X L. 250 MM ONE OPEN END | QUARZ FOR UV LAMP - T5L10W D.24,5 X L. 250 MM ONE OPEN END | 055 | 255 | 16.04
HA531 | QUARZO PER LAMPADA UV - T5L10W D.24,5 X L. 250 MM | QUARZ FOR UV LAMP - T5L10W D.24,5 X L. 250 MM | 055 | 255 | 17.79
HA532 | QUARZO PER LAMPADA UV - T5L15W D.24,5 X L.350 MM | QUARZ FOR UV LAMP - T5L15W D.24,5 X L.350 MM | 055 | 255 | 21.22
HA534 | QUARZO PER LAMPADA UV - T5L21W D.24,5 X L.530 MM | QUARZ FOR UV LAMP - T5L21W D.24,5 X L.530 MM | 055 | 255 | 28.58
HA536 | QUARZO PER LAMPADA UV - T5L29W D.24,5 X L.680 MM | QUARZ FOR UV LAMP - T5L29W D.24,5 X L.680 MM | 055 | 255 | 36.39
HA538 | QUARZO PER LAMPADA UV - T5L40-65W D.24,5 X L.910 MM | QUARZ FOR UV LAMP - T5L40-65W D.24,5 X L.910 MM | 055 | 255 | 48.45
HA540 | QUARZO PER LAMPADA UV - T6L80W D.30,0 X L.910 MM | QUARZ FOR UV LAMP - T5L85W D.30,0 X L.910 MM | 055 | 255 | 77.43
HA542 | QUARZO PER LAMPADA UV - T6L100-120W D.30,0 X L.1205 MM | QUARZ FOR UV LAMP - T6L100-120W D.30,0 X L.1205 MM | 055 | 255 | 89.8
HA550 | O-RING SILICONE PER TUBO QUARZO D. 24,5 MM | SILICONE O-RING FOR QUARTZ SHEATH D.24,5 MM | 055 | 255 | 2.69
HA550A | O-RING IN VITON PER TUBO QUARZO D. 24,5 MM | VITON O-RING FOR QUARTZ SHEATH D. 24,5 MM | 055 | 255 | 2.62
HA552A | O-RING IN VITON PER TUBO QUARZO D.30,0 MM | VITON O-RING FOR QUARTZ SHEATH D. 30,0 MM | 055 | 255 | 15.56
HA556 | RACCORDO GOMITO IN PP 1/4" FNPT X 1/4" TUBO | ELBOW FITTING PP 1/4" FNTP X 1/4" TUBE | 055 | 255 | 3.28
HA558 | RACCORDO BLOCCA QUARZO D. 30,0 MM IN AISI 304 | FIXING SHEATH FITTING D.30 MM AISI 304 | 055 | 255 | 53.23
HA559 | RACCORDO BLOCCA QUARZO PER UV SERIE W CON TAPPO NERO IN PLASTICA | END CONNECTION NUT FOR W TYPE UV INCLUDED BLACK PLASTIC CAP | 055 | 255 | 9.51
HA560 | BALLAST ELETTRONICO UVC-1021,230V 50-60HZ PER LAMPADA 10-21W | ELECTRONIC BALLAST UVC-1021,230V 50-60HZ FOR LAMP 10-21W | 055 | 255 | 53.97
HA562 | BALLAST ELETTRONICO UVC-2040,230V 50-60HZ PER LAMPADA 29- 40W | ELECTRONIC BALLAST UVC-2040,230V 50-60HZ FOR LAMP 29- 40W | 055 | 255 | 124.21
HA563 | BALLAST ELETTRONICO UVC-2040,230V 50-60HZ INTERNO Q.E. PER LAMPADA 29-40 | ELECTRONIC BALLAST UVC-2040,230V 50-60HZ INSIDE Q.E. FOR LAMP 29-40W | 055 | 255 | 124.21
HA564 | BALLAST ELETTRONICO UVC-6585,230V 50-60HZ INTERNO Q.E. PER LAMPADA 65-80 | ELECTRONIC BALLAST UVC-6585,230V 50-60HZ INSIDE Q.E. FOR LAMP 65-80W | 055 | 255 | 152.62
HA566 | BALLAST ELETTRONICO UV12 100-240 V/50HZ 90-155W SINGLE-LAMP | ELECTRONIC BALLAST UV12 100-240 V/50HZ 90-155W SINGLE-LAMP | 055 | 255 | 405.13
HA570 | QUADRO ELETTRICO COMPLETO FC-8-12 | COMPLETE CONTROL BOX FC-8-12 | 055 | 255 | 207.84
HA572 | QUADRO ELETTRICO COMPLETO FC-15-20-24 | COMPLETE CONTROL BOX FC-15-20-24 | 055 | 255 | 216.31
HA574 | QUADRO ELETTRICO COMPLETO FC-35/45 | COMPLETE COMTROL BOX FC-35/45 | 055 | 255 | 460.02
HA576 | QUADRO ELETTRICO COMPLETO FC-70D | COMPLETE CONTROL BOX FC-70D | 055 | 255 | 810.43
HA578 | QUADRO ELETTRICO COMPLETO FC-180D | COMPLETE CONTROL BOX FC-180D | 055 | 255 | 1565.47
HA590 | TAPPO CIECO RACCORDO BLOCCA QUARZO D30 IN PLASTICA | PLASTIC END CAP FOR FIXING SHEATH FITTING D.30 | 055 | 255 | 0.33
MCNE1812 | MEMBRANA CSM 1,8" NE1812-70 | CSM 1.8" MEMBRANE NE1812-70 | 030 | 150 | 46.94
MCNE2540-90 | MEMBRANA CSM 2.5" NE2540-90 | CSM 2.5" MEMBRANE NE2540-90 | 030 | 160 | 299.7
MCNE4040-90 | MEMBRANA CSM 4" NE4040-90 | CSM 4" MEMBRANE NE4040-90 | 030 | 165 | 551.95
MCNE8040-90 | MEMBRANA CSM 8" NE8040-90 | CSM 8" MEMBRANE NE8040-90 | 035 | 190 | 1571.34
MCRE1812-50 | MEMBRANA CSM 1.8" RE1812-50 | CSM 1.8" MEMBRANE RE1812-50 | 030 | 150 | 27.17
MCRE1812-60 | MEMBRANA CSM 1.8" RE1812-60 | CSM 1.8" MEMBRANE RE1812-60 | 030 | 150 | 28.75
MCRE1812-80 | MEMBRANA CSM 1.8" RE1812-80 | CSM 1.8" MEMBRANE RE1812-80 | 030 | 150 | 34.79
MCRE1812-HR+ | MEMBRANA CSM1.8" RE1812-HR+ | CSM 1.8" MEMBRANE RE1812-HR+ | 030 | 150 | 42.62
MCRE2012-100 | MEMBRANA CSM 2" RE2012-100 | CSM 2" MEMBRANE RE2012-100 | 030 | 150 | 39.26
MCRE2012-150 | MEMBRANA CSM 2" RE2012-150 | CSM 2" MEMBRANE RE2012-150 | 030 | 150 | 47.96
MCRE2012-400 | MEMBRANA CSM 2" RE2012-400 | CSM 2" MEMBRANE RE2012-400 | 030 | 150 | 88.3
MCRE2012-LP | MEMBRANA CSM 2" RE2012-LP | CSM 2" MEMBRANE RE2012-LP | 030 | 150 | 45.3
MCRE2012-LPF | MEMBRANA CSM 2" RE2012-LPF | CSM 2" MEMBRANE RE2012-LPF | 030 | 150 | 49.88
MCRE2514-TL | MEMBRANA CSM 2.5" RE2514-TL | CSM 2.5" MEMBRANE RE2514-TL | 030 | 160 | 145.52
MCRE2514-TLF | MEMBRANA CSM 2.5" RE2514-TLF | CSM 2.5" MEMBRANE RE2514-TLF | 030 | 160 | 145.52
MCRE2521-BE | MEMBRANA CSM 2.5" RE2521-BE | CSM 2.5" MEMBRANE RE2521-BE | 030 | 160 | 170.58
MCRE2521-BLF | MEMBRANA CSM 2.5" RE2521-BLF | CSM 2.5" MEMBRANE RE2521-BLF | 030 | 160 | 170.58
MCRE2521-BLN | MEMBRANA CSM 2.5" RE2521-BLN | CSM 2.5" MEMBRANE RE2521-BLN | 030 | 160 | 170.58
MCRE2521-SHF | MEMBRANA CSM 2.5" RE2521-SHF | CSM 2.5" MEMBRANE RE2521-SHF | 030 | 160 | 207.79
MCRE2540-BE | MEMBRANA CSM 2.5" RE2540-BE | CSM 2.5" MEMBRANE RE2540-BE | 030 | 160 | 232.57
MCRE2540-BLF | MEMBRANA CSM 2.5" RE2540-BLF | CSM 2.5" MEMBRANE RE2540-BLF | 030 | 160 | 238.83
MCRE2540-BLN | MEMBRANA CSM 2.5" RE2540-BLN | CSM 2.5" MEMBRANE RE2540-BLN | 030 | 160 | 232.57
MCRE2540-BLR | MEMBRANA CSM 2.5" RE2540-BLR | CSM 2.5" MEMBRANE RE2540-BLR | 030 | 160 | 238.83
MCRE2540-FEn | MEMBRANA CSM 2.5" RE2540-FEn | CSM 2.5" MEMBRANE RE2540-FEn | 030 | 160 | 263.62
MCRE2540-SHF | MEMBRANA CSM 2.5" RE2540-SHF | CSM 2.5" MEMBRANE RE2540-SHF | 030 | 160 | 303.97
MCRE2812-300 | MEMBRANA CSM 2.8" RE2812-300 | CSM 2.8" MEMBRANE RE2812-300 | 030 | 155 | 111.82
MCRE3012-500 | MEMBRANA CSM 3" RE3012-500 | CSM 3" MEMBRANE RE3012-500 | 030 | 165 | 155.02
MCRE3512-TK | MEMBRANA CSM 3.5" RE3512-TK | CSM 3.5" MEMBRANE RE3512-TK | 030 | 155 | 135.54
MCRE4021-BE | MEMBRANA CSM 4" RE4021-BE | CSM 4" MEMBRANE RE4021-BE | 030 | 165 | 229.53
MCRE4021-BLF | MEMBRANA CSM 4" RE4021-BLF | CSM 4" MEMBRANE RE4021-BLF | 030 | 165 | 254.3
MCRE4021-BLN | MEMBRANA CSM 4" RE4021-BLN | CSM 4" MEMBRANE RE4021-BLN | 030 | 165 | 248.14
MCRE4040-BE | MEMBRANA CSM 4" RE4040-BE | CSM 4" MEMBRANE RE4040-BE | 030 | 165 | 325.58
MCRE4040-BLF | MEMBRANA CSM 4" RE4040-BLF | CSM 4" MEMBRANE RE4040-BLF | 030 | 165 | 344.18
MCRE4040-BLN | MEMBRANA CSM 4" RE4040-BLN | CSM 4" MEMBRANE RE4040-BLN | 030 | 165 | 334.88
MCRE4040-BLR | MEMBRANA CSM 4" RE4040-BLR | CSM 4" MEMBRANE RE4040-BLR | 030 | 165 | 344.18
MCRE4040-FEn | MEMBRANA CSM 4" RE4040-FEn | CSM 4" MEMBRANE RE4040-Fen | 030 | 165 | 372.09
MCRE4040-FLR | MEMBRANA CSM 4" RE4040-FLR | CSM 4" MEMBRANE RE4040-FLR | 030 | 165 | 381.4
MCRE8040-BE | MEMBRANA CSM 8" RE8040-BE | CSM 8" MEMBRANE RE8040-BE | 035 | 190 | 1135.63
MCRE8040-BE440 | MEMBRANA CSM 8" RE8040-BE440 | CSM 8" MEMBRANE RE8040-BE440 | 035 | 190 | 1210.54
MCRE8040-BLF | MEMBRANA CSM 8" RE8040-BLF | CSM 8"MEMBRANE RE8040-BLF | 035 | 190 | 1150.14
MCRE8040-BLF440 | MEMBRANA CSM 8" RE8040-BLF440 | CSM 8" MEMBRANE RE8040-BLF440 | 035 | 190 | 1275.39
MCRE8040-BLN | MEMBRANA CSM 8" RE8040-BLN | CSM 8" MEMBRANE RE8040-BLN | 035 | 190 | 1150.14
MCRE8040-BLN440 | MEMBRANA CSM 8" RE8040-BLN440 | CSM 8" MEMBRANE RE8040-BLN440 | 035 | 190 | 1225.88
MCRE8040-BLR | MEMBRANA CSM 8" RE8040-BLR | CSM 8" MEMBRANE RE8040-BLR | 035 | 190 | 1150.14
MCRE8040-BLR440 | MEMBRANA CSM 8" RE8040-BLR440 | CSM 8" MEMBRANE RE8040-BLR440 | 035 | 190 | 1225.88
MCRE8040-FEn | MEMBRANA CSM 8" RE8040-FEn | CSM 8" MEMBRANE RE8040-FEn | 035 | 190 | 1196.03
MCRE8040-FEn34 | MEMBRANA CSM 8" RE8040-FEn34 | CSM 8" MEMBRANE RE8040-FEn34 | 035 | 190 | 1196.03
MCRE8040-FLR34 | MEMBRANA CSM 8" RE8040-FLR34 | CSM 8" MEMBRANE RE8040-FLR | 035 | 190 | 1272.17
MMBW4040 | MEMBRANA MWG 4" BW-4040 | MWG 4" MEMBRANE BW-4040 | 030 | 162 | 241.25
MMBW8040 | MEMBRANA MWG 8" BW-8040 | MWG 8" MEMBRANE BW-8040 | 035 | 163 | 937.35
MMBW8040FR | MEMBRANA MWG 8" BW-8040FR | MWG 8" MEMBRANE BW-8040FR | 035 | 163 | 1033.83
MMBW8040HR | MEMBRANA MWG 8" BW-8040HR | MWG 8" MEMBRANE BW-8040HR | 035 | 163 | 937.35
MMNF1812 | MEMBRANA MWG 1.8" NF-1812 | MWG 1.8" MEMBRANE NF-1812 | 030 | 151 | 22.42
MMNF2012 | MEMBRANA MWG 2" NF-2012 | MWG 2" MEMBRANE NF-2012 | 030 | 151 | 27.58
MMNF3012 | MEMBRANA MWG 3" NF-3012 | MWG 3" MEMBRANE NF-3012 | 030 | 156 | 63.42
MMRO1812-50 | MEMBRANA MWG 1.8" RO1812-50 | MWG 1.8" MEMBRANE RO1812-50 | 030 | 151 | 13.46
MMRO1812-75 | MEMBRANA MWG 1.8" RO1812-75 | MWG 1.8" MEMBRANE RO1812-75 | 030 | 151 | 14.14
MMRO2012-100 | MEMBRANA MWG 2" RO2012-100 | MWG 2" MEMBRANE RO2012-100 | 030 | 151 | 16.89
MMRO2012-150 | MEMBRANA MWG 2" RO2012-150 | MWG 2" MEMBRANE RO2012-150 | 030 | 151 | 21.38
MMRO2812-200 | MEMBRANA MWG 2.8" RO2812-200 | MWG 2.8" MEMBRANE RO2812-200 | 030 | 156 | 44.82
MMRO3012-300 | MEMBRANA MWG 3" RO3012-300 | MWG 3" MEMBRANE RO3012-300 | 030 | 156 | 51.7
MMRO3012-400 | MEMBRANA MWG 3" RO3012-400 | MWG 3" MEMBRANE RO3012-400 | 030 | 156 | 58.59
MMSW2521 | MEMBRANA MWG 2.5" SW-2521 | MWG 2.5" MEMBRANE SW-2521 | 030 | 161 | 234.33
MMSW2540 | MEMBRANA MWG 2.5" SW-2540 | MWG 2.5" MEMBRANE SW-2540 | 030 | 161 | 268.8
MMSW4021 | MEMBRANA MWG 4" SW-4021 | MWG 4" MEMBRANE SW-4021 | 030 | 162 | 296.08
MMSW8040HR | MEMBRANA MWG 8" SW-8040HR | MWG 8" MEMBRANE SW-8040HR | 035 | 163 | 1281.96
MMULP2540 | MEMBRANA MWG 2.5" ULP-2540 | MWG 2.5" MEMBRANE ULP-2540 | 030 | 161 | 172.32
MMULP4021 | MEMBRANA MWG 4" ULP-4021 | MWG 4" MEMBRANE ULP-4021 | 030 | 162 | 179.22
MMULP4040 | MEMBRANA MWG 4" ULP-4040 | MWG 4" MEMBRANE ULP-4040 | 030 | 162 | 241.25
MMULP4040HR | MEMBRANA MWG 4" ULP-4040HR | MWG 4" MEMBRANE ULP-4040MR | 030 | 162 | 241.25
MMULP4040MR | MEMBRANA MWG 4" ULP-4040MR | MWG 4" MEMBRANE ULP-4040MR | 030 | 162 | 241.25
MMULP8040 | MEMBRANA MWG 8" ULP-8040 | MWG 8" MEMBRANE ULP-8040 | 035 | 163 | 937.35
MMXLP2521 | MEMBRANA MWG 2.5" XLP-2521 | MWG 2.5" MEMBRANE XLP-2521 | 030 | 161 | 155.08
MMXLP2540 | MEMBRANA MWG 2.5" XLP-2540 | MWG 2.5" MEMBRANE XLP-2540 | 030 | 161 | 172.32
MMXLP4040 | MEMBRANA MWG 4" XLP-4040 | MWG 4" MEMBRANE XLP-4040 | 030 | 162 | 241.25
MMXLP8040HR | MEMBRANA MWG 8" XLP-8040HR | MWG 8" MEMBRANE XLP-8040HR | 035 | 163 | 937.35
MVLP100 | MEMBRANA VONTRON 4" LP100 | VONTRON 4" MEMBRANE LP100 | 030 | 166 | 277.06
MVLP21-4040 | MEMBRANA VONTRON 4" LP21-4040 | VONTRON 4" MEMBRANE LP21-4040 | 030 | 166 | 235.49
MVLP21-8040 | MEMBRANA VONTRON 8" LP21-8040 | VONTRON 8" MEMBRANE LP21-8040 | 035 | 167 | 935.06
MVLP22-8040 | MEMBRANA VONTRON 8" LP22-8040 | VONTRON 8" MEMBRANE LP22-8040 | 035 | 167 | 935.06
MVSW11-2521 | MEMBRANA VONTRON 2.5" SW11-2521 | VONTRON 2.5" MEMBRANE SW11-2521 | 030 | 159 | 283.98
MVSW11-4021 | MEMBRANA VONTRON 4" SW11-4021 | VONTRON 4" MEMBRANE SW11-4021 | 030 | 166 | 346.33
MVSW4040HR | MEMBRANA VONTRON 4" SW4040HR | VONTRON 4" MEMBRANE SW4040HR | 030 | 166 | 554.11
MVSW4040LE | MEMBRANA VONTRON 4" SW4040LE | VONTRON 4" MEMBRANE SW4040LE | 030 | 166 | 554.11
MVULP1812-50 | MEMBRANA VONTRON 1.8" ULP1812-50 | VONTRON 1.8" MEMBRANE ULP1812-50 | 030 | 152 | 13.86
MVULP1812-75 | MEMBRANA VONTRON 1.8" ULP1812-75 | VONTRON 1.8" MEMBRANE ULP1812-75 | 030 | 152 | 15.58
MVULP2012-100 | MEMBRANA VONTRON 2" ULP2012-100 | VONTRON 2" MEMBRANE ULP2012-100 | 030 | 152 | 20.78
MVULP21-2540 | MEMBRANA VONTRON 2.5" ULP21-2540 | VONTRON 2.5" MEMBRANE ULP21-2540 | 030 | 159 | 173.17
MVULP21-4021 | MEMBRANA VONTRON 4" ULP21-4021 | VONTRON 4" MEMBRANE ULP21-4021 | 030 | 166 | 159.31
MVULP21-4040 | MEMBRANA VONTRON 4" ULP21-4040 | VONTRON 4" MEMBRANE ULP21-4040 | 030 | 166 | 235.49
MVULP22-8040 | MEMBRANA VONTRON 8" ULP22-8040 | VONTRON 8" MEMBRANE ULP22-8040 | 035 | 167 | 935.06
MVULP2812 | MEMBRANA VONTRON 2.8" ULP2812 | VONTRON 2.8" MEMBRANE ULP2812 | 030 | 157 | 51.04
MVULP3012 | MEMBRANA VONTRON 3" ULP3012-300 | VONTRON 3" MEMBRANE ULP3012-300 | 030 | 157 | 55.41
MVULP31-4040 | MEMBRANA VONTRON 4" ULP31-4040 | VONTRON 4" MEMBRANE ULP31-4040 | 030 | 166 | 235.49
MVULP32-8040 | MEMBRANA VONTRON 8" ULP32-8040 | VONTRON 8" MEMBRANE ULP32-8040 | 035 | 167 | 935.06
MVXLP11-4040 | MEMBRANA VONTRON 4" XLP11-4040 | VONTRON 4" MEMBRANE XLP11-4040 | 030 | 166 | 235.49
PA001 | COPERCHIETTO PER POZZETTO MWG D=100 MM | MWG CAP FOR BRINE WELL D=100 MM | 045 | 215 | 0.55
PA002 | POZZETTO MWG D=100 MM H=340 MM (CAB. 17") | MWG BRINE WELL D=100 MM H=340 MM (CAB. 17") | 045 | 215 | 7.73
PA004 | POZZETTO MWG D=100 MM H=820 MM (CAB. 35"MAXI) | MWG BRINE WELL D=100 MM H=820 MM (CAB. 35"MAXI) | 045 | 215 | 11.54
PA008 | POZZETTO MWG D=100 MM H=640 MM (TINO QUADRO) | MWG BRINE WELL D=100 MM H=640 MM (SQUARE BRINE TANK) | 045 | 230 | 9.46
PA009 | POZZETTO MWG D=100 MM H=690 MM (CAB. 30" E TINO 140L) | MWG BRINE WELL D=100 MM H=690 MM (CAB. 30" + BRINE TANK 140L) | 045 | 230 | 10.38
PA011 | POZZETTO MWG D=100 MM H=220 MM (CAB. 13") | MWG BRINE WELL D=100 MM H=220 MM (CAB. 13") | 045 | 215 | 7.27
PA014 | POZZETTO MWG D=100 MM H=970 MM (TINO 190L) | MWG BRINE WELL D=100 MM H=970 MM (BRINE TANK 190L) | 045 | 230 | 12.51
PA016T | POZZETTO MWG D=160 MM H=1050 MM (TINI INDUSTRIALI) | MWG BRINE WELL D=160 MM H=1050 MM (IND. BRINE TANK) | 045 | 230 | 25.56
PA035 | COPERCHIO SALE MWG MINI/MAXI BIANCO | MWG SALT COVER MINI/MAXI WHITE | 045 | 215 | 6
PA036 | COPERCHIO SALE MWG MINI/MAXI NERO | MWG SALT COVER MINI/MAXI BLACK | 045 | 215 | 4.91
PA058 | COPERCHIETTO PER POZZETTO MWG D=160 MM | MWG CAP FOR BRINE WELL D=160 MM | 045 | 230 | 1
PA070N | CORPO CABINATO MWG MINI BIANCO S/COP SALE | MWG BODY CAB. MINI WHITE NO SALT COVER | 045 | 211 | 57.06
PA072N | CORPO CABINATO MWG MINI GRIGIO S/COP. SALE | MWG CAB. MINI GREY NO SALT COVER | 045 | 211 | 58.03
PA074 | POZZETTO MWG D=100 MM H=520 MM (CAB. 24" E TINO 100L) | MWG BRINE WELL D=100 MM H=520 MM (CAB. 24" + BRINE TANK 100L) | 045 | 215 | 8.7
PA076 | POZZETTO MWG D=100 MM H=780 MM (CAB. 35"SURF/LINE) | MWG BRINE WELL D=100 MM H=780 MM (CAB. 35"SURF/LINE) | 045 | 215 | 11.04
PA090N | CORPO CABINATO MWG MAXI BIANCO S/COP SALE | MWG BODY CAB. MAXI WHITE NO SALT COVER | 045 | 211 | 86.74
PA092N | CORPO CABINATO MWG MAXI GRIGIO S/COP. SALE | MWG BODY CAB. MAXI GREY NO SALT COVER | 045 | 211 | 86.74
PA509 | CORPO CABINATO MWG NEWMINI BIANCO S/COP. SALE | MWG BODY CAB. NEWMINI WHITE NO SALT COVER | 045 | 215 | 52.01
PA510 | CORPO CABINATO MWG NEWMIDI BIANCO S/COP. SALE | MWG BODY CAB. NEWMIDI WHITE NO COVER SALE | 045 | 215 | 77.37
PA511 | CORPO CABINATO MWG NEWMAXI BIANCO S/COP. SALE | MWG BODY CAB. NEWMAXI WHITE NO COVER SALT | 045 | 215 | 86.74
PA514 | SPORTELLO SALE COPERCHIO MWG LOGIX-OCEAN AZZURRO | MWG SALT LID FOR LIGHT BLUE LOGIX-OCEAN COVER | 045 | 215 | 6.22
PA517 | COPERCHIO SALE MWG FORATO BIANCO | MWG WHITE HOLED SALT COVER | 045 | 215 | 4.67
PA518 | COPERCHIO SALE MWG FORATO NERO | MWG BLACK HOLED SALT COVER | 045 | 215 | 4.67
PA519 | COPERCHIO MWG LOGIX AZZURRO SENZA INSERTO CORNICE | MWG LIGHT BLUE LOGIX COVER NO FRAME INSERT | 045 | 215 | 38.21
PA571 | INSERTO COPERCHIO MWG LOGIX BIANCO | MWG WHITE INSERT LOGIX COVER | 045 | 215 | 3.76
PA572T | INSERTO TRASPARENTE PER COPERCHIO MWG TOP CLEAR | MWG CLEAR INSERT TOP CLEAR COVER | 045 | 215 | 6.22
PA590 | CORPO CABINATO MWG NEWMINI GRIGIO S/COP. | MWG BODY CAB. NEWMINI GREY NO COVER | 045 | 215 | 52.01
PA591 | CORPO CABINATO MWG NEWMIDI GRIGIO S/COP. | MWG BODY CAB. NEWMIDI GREY NO COVER | 045 | 215 | 77.37
PA592 | CORPO CABINATO MWG NEWMAXI GRIGIO S/COP. | MWG BODY CAB. NEWMAXI GREY NO COVER | 045 | 215 | 86.74
PB199 | CORPO CABINATO MWG NEW MINI JUNIOR 13 BIANCO | MWG BODY CAB. NEW MINI JUNIOR 13 WHITE | 045 | 211 | 26.23
PB199B | CORPO CABIANTO NEW MINI JUNIOR 13 BLU | MWG BODY CAB. NEW MINI JUNIOR 13 BLUE | 045 | 211 | 25.78
PB200 | CORPO CABINATO MWG NEW JUNIOR 13 BIANCO | MWG BODY CAB. NEW JUNIOR 13 WHITE | 045 | 211 | 36.86
PB200BS | CORPO CABINATO MWG NEW JUNIOR 13 BLU SCURO - RAL 5005 | MWG BODY CAB. NEW JUNIOR 13 DARK BLUE - RAL 5005 | 045 | 211 | 36.86
PB200G | CORPO CABINATO MWG NEW JUNIOR 13 GRIGIO | MWG BODY CAB. NEW JUNIOR 13 GREY | 045 | 211 | 36.86
PB200M | CORPO CABINATO MWG NEW JUNIOR 13 MARRONE - RAL 8007 | MWG BODY CAB. NEW JUNIOR 13 BROWN - RAL 8007 | 045 | 211 | 36.86
PB205 | CORPO CABINATO MWG NEW JUNIOR 17 BIANCO | MWG BODY CAB. NEW JUNIOR 17 WHITE | 045 | 211 | 41.79
PB205BS | CORPO CABINATO MWG NEW JUNIOR 17 BLU SCURO - RAL 5005 | MWG BODY CAB. NEW JUNIOR 17 DARK BLUE - RAL 5005 | 045 | 211 | 41.79
PB205G | CORPO CABINATO MWG NEW JUNIOR 17 GRIGIO | MWG BODY CAB. NEW JUNIOR 17 GREY | 045 | 211 | 41.79
PB205M | CORPO CABINATO MWG NEW JUNIOR 17 MARRONE - RAL 8007 | MWG BODY CAB. NEW JUNIOR 17 BROWN - RAL 8007 | 045 | 211 | 41.79
PB210 | CORPO CABINATO MWG NEW JUNIOR 24 BIANCO | MWG BODY CAB. NEW JUNIOR 24 WHITE | 045 | 211 | 57.31
PB270 | CORPO MINI CAB MWG BIANCO | MWG BODY MINI CAB. WHITE | 045 | 211 | 30.97
PB270BS | CORPO MINI CAB MWG BLU SCURO - RAL 5005 | MWG BODY MINI CAB. DARK BLUE - RAL 5005 | 045 | 211 | 30.97
PB270M | CORPO MINI CAB MWG MARRONE - RAL 8007 | MWG BODY MINI CAB. BROWN - RAL 8007 | 045 | 211 | 30.97
PB271 | CORPO MINI CAB MWG BLU | MWG BODY MINI CAB. BLUE | 045 | 211 | 30.79
PB305 | CORPO CAB. MWG LINE 17" BIANCO | MWG BODY CAB. LINE 17" WHITE | 045 | 215 | 59.4
PB310 | CORPO CAB. MWG LINE 24" BIANCO | MWG BODY CAB. LINE 24" WHITE | 045 | 215 | 83.05
PB315 | CORPO CAB. MWG LINE 35" BIANCO | MWG BODY CAB. LINE 35" WHITE | 045 | 215 | 101.12
PB325 | CORPO CAB. MWG SURF 17" BIANCO | MWG BODY CAB. SURF 17" WHITE | 045 | 215 | 59.4
PB330 | CORPO CAB. MWG SURF 24" BIANCO | MWG BODY CAB. SURF 24" WHITE | 045 | 215 | 83.05
PB335 | CORPO CAB. MWG SURF 35" BIANCO | MWG BODY CAB. SURF 35" WHITE | 045 | 215 | 101.12
PC006 | GRIGLIA MWG TINO QUADRO* | MWG SALT GRIDE FOR SQUARE BRINE TANK* | 045 | 230 | 21.1
PC006B | GRIGLIA MWG TINO QUADRO H=130 MM | MWG SALT GRIDE FOR SQUARE BRINE TANK H=130 MM | 045 | 230 | 12.87
PC015 | KIT 4 PIEDI DI APPOGGIO H=3" PER GRIGLIA MWG 18" | MWG KIT 4 SUPPORTS H=3" FOR 18" GRID | 045 | 230 | 18.17
PC031 | GRIGLIA MWG TINO 100-140-190 LT H=130 | MWG SALT GRIDE FOR BRINE TANK LT 100-140-190 H=130 | 045 | 230 | 21.21
PC032 | GRIGLIA MWG TINO LT. 100-140-190 LT. H=200 * | MWG SALT GRIDE FOR BRINE TANK LT 100-140-190 H=200 * | 045 | 230 | 27.58
PC033 | GRIGLIA MWG TINO LT. 100-140-190 H=270 * | MWG SALT GRIDE FOR BRINE TANK LT 100-140-190 H=270 * | 045 | 230 | 42.15
PC070 | GRIGLIA MWG TINO 340 LT. H=375 | MWG SALT GRIDE FOR BRINE TANK LT 340 H=375 | 045 | 230 | 95.22
PC071 | GRIGLIA MWG TINO 460 LT. H=375 | MWG SALT GRIDE FOR BRINE TANK 460 LT H=375 | 045 | 230 | 100.91
PC072 | GRIGLIA MWG TINO 670 LT H=375 | MWG SALT GRIDE FOR BRINE TANK LT 670 H=375 | 045 | 230 | 153.1
PC073 | GRIGLIA MWG TINO 920 LT. H=375 | MWG SALT GRIDE FOR BRINE TANK LT 920 H=375 | 045 | 230 | 173.74
PC230 | TINO 100 LITRI COP. BIANCO | BRINE TANK LT 100 WHITE COVER | 045 | 220 | 57.94
PC231 | GRIGLIA TINO 100 LT . H=90 | SALT GRIDE FOR BRINE TANK 100 LT . H=90 | 045 | 230 | 17.32
PV295 | IMBUTO PER BOMBOLE DA 2.5" | MINERAL TANK FUNNEL 2.5" | 045 | 196 | 5.84
PV300 | RIDUZIONE 4"x2.1/2"NPSM CON O-RING | ADAPTER 4"x2.1/2"NPSM W/O-RING | 045 | 201 | 33.75
PV300A | RIDUZIONE 4"x2.1/2" NPSM CON O-RING STRUCTURAL - P/N CH4821-2 | STRUCTURAL ADAPTER 4"x2.1/2" NPSM W/ O-RING - P/N CH4821-2 | 045 | 201 | 78.19
PV300B | RIDUZIONE 4"x2.1/2" MWG CON O-RING | ADAPTER 4"x2.1/2" MWG WITH O-RING | 045 | 201 | 19.23
PV301 | TAPPO 4"-8UN CON O-RING | CLOSURE 4"-8UN W/ O-RING | 045 | 201 | 43.73
PV305 | BUSSOLA PVC D. 41,8 X 26,6 MM | PVC BUSH D. 41,8 X 26,6 MM | 010 | 062 | 11.58
PV307 | RIDUZIONE PVC 4"-8UN X 2" BSP | PVC ADAPTER 4"-8UN X 2" BSP | 045 | 201 | 54.61
PV308 | VALVOLA DI SFIATO E ROMPI VUOTO 1" 1/2 | AERATION VALVE AND VACUUM BREAKER 1"1/2 | 045 | 201 | 104.12
PV308B | VALVOLA DI SFIATO E ROMPI VUOTO 1" MWG | MWG AERATION VALVE AND VACUUM BREAKER 1" | 045 | 201 | 118.1
PV315 | DIFFUSORE DI FONDO CILINDR.D.1,05* | CYLINDRICAL LOWER DIFFUSER D. 1,05* | 010 | 062 | 51.52
PV316 | RAGGIERA CON LAT. FILETTATO PER VALV. 263-268-278 14"-16" | LOWER THREADED LATERAL DIFFUSER FOR 263-268-278 14"-16" | 010 | 062 | 103.33
PV31632 | RAGGIERA CON LAT.FILETTATO PER TUBO D.32 MM 14"-16" | LOWER LATERAL DIFFUSER FOR TUBE D.32 MM 14"-16" | 010 | 062 | 113.54
PV316B | RAGGIERA CON LAT.A BAIONETTA PER VALV. 263-268-278 14-16" | TWIST LOCK LOWER LATERAL DIFFUSER FOR 263-268-278 14-16" | 010 | 062 | 33.59
PV317 | RAGGIERA CON LAT. FILETTATO PER VALV. 263-268-278 18-21-24" | LOWER THREADED LATERAL DIFFUSER FOR 263-268-278 18"-21"-24" | 010 | 062 | 122.02
PV31732 | RAGGIERA CON LAT.FILETTATO PER TUBO D.32 MM 18"-21"-24" | LOWER LATERAL DIFFUSER FOR TUBE D.32 MM 18"-21"-24" | 010 | 062 | 129.55
PV317B | RAGGIERA CON LAT.A BAIONETTA PER VALV. 263-268-278 18-21-24" | TWIST LOCK LOWER LATERAL DIFFUSER FOR 263-268-278 18-21-24" | 010 | 062 | 35.37
PV318 | RAGGIERA CON LAT. FILETTATO PER ADATTATORE PV402 14"-16" | LOWER THREADED LATERAL DIFFUSER FOR PV402 ADAPTER 14"-16" | 020 | 087 | 115.64
PV318B | RAGGIERA CON LAT.A BAIONETTA PER ADATTATORE PV402 14-16" | TWIST LOCK LOWER LATERAL DIFFUSER FOR PV102 14-16" | 010 | 062 | 33.59
PV319 | RAGGIERA CON LAT. FILETTATO PER ADATTATORE PV402 18"-21"-24" | LOWER THREADED LATERAL DIFFUSER FOR PV402 ADAPTER 18"-21"-24" | 020 | 087 | 119.66
PV319B | RAGGIERA CON LAT.A BAIONETTA PER ADATTATORE PV402 18-21-24" | TWIST LOCK LOWER LATERAL DIFFUSER FOR PV102 18-21-24" | 010 | 062 | 35.29
PV320 | RAGGIERA CON LAT. FILETTATO PER MAGNUM 14"-16" | LOWER THREADED LATERAL DIFFUSER FOR MAGNUM 14"-16" | 020 | 082 | 115.64
PV320B | RAGGIERA CON LAT.A BAIONETTA PER MAGNUM 14-16" | TWIST LOCK LOWER LATERAL DIFFUSER FOR MAGNUM 14-16" | 010 | 062 | 33.6
PV320B50 | RAGGIERA CON LAT. A BAIONETTA PER TUBO D.50 14-16" | TWIST LOCK LOWER LATERAL DIFFUSER FOR D.50 TUBE 14-16" | 010 | 062 | 33.6
PV321 | RAGGIERA CON LAT. FILETTATO PER MAGNUM 18"-21"-24" | LOWER THREADED LATERAL DIFFUSER FOR MAGNUM 18"-21"-24" | 020 | 082 | 119.66
PV321B | RAGGIERA CON LAT.A BAIONETTA PER MAGNUM 18-21-24" | TWIST LOCK LOWER LATERAL DIFFUSER FOR MAGNUM 18-21-24" | 010 | 062 | 31.76
PV321B50 | RAGGIERA CON LAT. A BAIONETTA PER TUBO D.50 18-21-24" | TWIST LOCK LOWER LATERAL DIFFUSER FOR D.50 TUBE 18-21-24" | 010 | 062 | 31.76
PV322 | RAGGIERA CON LAT. FILETTATO PER MAGNUM 30" | LOWER THREADED LATERAL DIFFUSER FOR MAGNUM 30" | 020 | 082 | 125.93
PV322B | RAGGIERA CON LAT.A BAIONETTA PER MAGNUM 30" | TWIST LOCK LOWER LATERAL DIFFUSER FOR MAGNUM 30" | 010 | 062 | 58.42
PV322B50 | RAGGIERA CON LAT. A BAIONETTA PER TUBO D.50 30" | TWIST LOCK LOWER LATERAL DIFFUSER FOR D.50 TUBE 30" | 010 | 082 | 57.74
PV323 | RAGGIERA CON LAT. FILETTATO PER MAGNUM 36" | LOWER THREADED LATERAL DIFFUSER FOR MAGNUM 36" | 020 | 082 | 132.19
PV323B | RAGGIERA CON LAT.A BAIONETTA PER MAGNUM 36" | TWIST LOCK LOWER LATERAL DIFFUSER FOR MAGNUM 36" | 010 | 062 | 63.98
PV323B50 | RAGGIERA CON LAT. A BAIONETTA PER TUBO D.50 36" | TWIST LOCK LOWER LATERAL DIFFUSER FOR D.50 TUBE 36" | 010 | 082 | 63.38
PV329 | BOCCHETTONE PVC 2" X D.63 LAVORATO | PVC PIPE UNION 2" X D.63 MACHINED | 045 | 201 | 35.13
PV331 | GOMITO PVC 2" X D.63 LAVORATO | PVC ELBOWED 2" X D.63 MACHINED | 045 | 201 | 22.33
PV332 | ADATTATORE 4"-8UN CON GUARNIZIONE PIANA | ADAPTER 4"-8UN WITH GASKET | 045 | 201 | 62.12
PV333 | O-RING 4262 NBR70 TENUTA RACCORDO PV332 | O-RING 4262 NBR70 SEAL FITTING PV332 | 045 | 201 | 2.44
PV333G | GUARNIZIONE PIANA 73x60x3 NBR70 TENUTA RACCORDO PV332 | GASKET 73x60x3 NBR70 SEAL FITTING PV332 | 045 | 201 | 4.87
PV334 | O-RING 6425 NBR70 PER PV300 - PV332 - PV402 | O-RING 6425 NBR70 FOR PV300 - PV332 - PV402 | 045 | 201 | 3.25
PV334B | O-RING RIDUZIONE 4"x2.1/2" MWG | O-RING FOR ADAPTER 4"x2.1/2" MWG | 045 | 201 | 2.56
PV335 | RIDUZIONE 2" M/F | ADAPTER 2" M/F | 045 | 201 | 5.83
PV336 | DISTRIBUTORE A 5 BRACCI | 5 ARMS HUB | 045 | 201 | 18.29
PV337 | DISTANZIALE ER-0.2 MM | SPACER ER-0.2 MM | 045 | 201 | 1.69
PV339 | DIFFUSORE CILINDRICO 2" L=284 - 0,2MM | CYLINDRICAL DIFFUSER 2" L=284 - 0,2MM | 045 | 201 | 60.04
PV340 | DIFFUSORE CILINDRICO 2" L=180-0.2 MM | CYLINDRICAL DIFFUSER 2" L=180-0.2 MM | 045 | 201 | 40.01
PV341 | DIFFUSORE CILINDRICO 2" L=338 - 0,2MM | CYLINDRICAL DIFFUSER 2" L=338 - 0,2MM | 045 | 201 | 68.62
PV342 | DIFFUSORE CILINDRICO 2" L=180 - 0,5MM | CYLINDRICAL DIFFUSER 2" L=180 - 0,5MM | 045 | 201 | 40.01
PV343 | DIFFUSORE CILINDRICO 2" L=284 - 0,5MM | CYLINDRICAL DIFFUSER 2" L=284 - 0,5MM | 045 | 201 | 60.04
PV344 | DIFFUSORE CILINDRICO 2" L=338 - 0,5MM | CYLINDRICAL DIFFUSER 2" L=338 - 0,5MM | 045 | 201 | 68.62
PV345 | DIFFUSORE LATERALE M 30 X 2 L=113 - 0,2 MM | LATERAL DIFFUSER M 30 X 2 L=113 - 0,2 MM | 045 | 201 | 6.54
PV346 | DIFFUSORE LATERALE M 30 X 2 L=175 - 0,2 MM | LATERAL DIFFUSER M 30 X 2 L=175 - 0,2 MM | 045 | 201 | 8.96
PV347 | DIFFUSORE LATERALE M 30 X 2 L=237 - 0,2 MM | LATERAL DIFFUSER M 30 X 2 L=237 - 0,2 MM | 045 | 201 | 11.25
PV348 | DIFFUSORE LATERALE M 30 X 2 L=299 - 0,2 MM | LATERAL DIFFUSER M 30 X 2 L=299 - 0,2 MM | 045 | 201 | 13.68
PV349 | DISTRIBUTORE SUPERIORE CILINDRICO 4"-8UN X DN63 GOMITO DIFF. 0,5MM* | TOP CYLINDRICAL DISTRIBUTOR 4"-8UN X DN63 ELBOW DIFF. 0,5MM* | 045 | 201 | 153.58
PV350 | DISTRIBUTORE SUP.CILINDRICO 4"-8UN X D.63 GOMITO DIFF 0,2 MM* | TOP CYLINDRICAL DISTRIBUTOR 4"-8UN X DN63 ELBOW DIFF. 0,2MM* | 045 | 201 | 153.58
PV351 | DISTRIBUTORE INF/SUP.CILINDRICO 4"-8UN X D.63 BOCCHETTONE DIFF. 0,2 MM* | TOP/BOTTOM CYLINDRICAL DISTRIBUTOR 4"-8UN D.63 PIPE UNION DIFF. 0,2 MM* | 045 | 201 | 169.05
PV352 | DISTRIBUTORE INF/SUP CILINDRICO 4"-8UN X DN63 BOCCHETTONE - DIFF. 0,5MM* | TOP/BOTTOM CYLINDRICAL DISTRIBUTOR 4"-8UN D.63 PIPE UNION DIFF. 0,5 MM* | 045 | 201 | 169.05
PV353 | DISTRIBUTORE A RAGGIERA 4"-8UN X D.63 BOMBOLA 14"-16"-18" DIFF. 0,2 MM* | LOWER LATERAL SYSTEM 4"-8UN X D.63 PRES.VES. 14"-16"-18" SLOTS 0,2 MM* | 045 | 201 | 182.65
PV353A | DISTRIBUTORE A RAGGIERA 4"-8UN X D.63 GOM. BOMBOLA 14-16-18" DIFF 0,2MM* | LOWER LATERAL SYSTEM 4"-8UN X D.63 ELB. PRES.VES.14"-16"-18" SLOTS 0,2m | 045 | 201 | 167.48
PV354 | DISTRIBUTORE A RAGGIERA 4"-8UN X D.63 BOMBOLA 21"-24" DIFF. 0,2 MM* | LOWER LATERAL SYSTEM 4"-8UN X D.63 PRES.VES.21"-24" SLOTS 0,2 MM* | 045 | 201 | 196.05
PV354A | DISTRIBUTORE A RAGGIERA 4"-8UN X D.63 GOM. BOMBOLA 21"-24" DIFF 0,2 MM* | LOWER LATERAL SYSTEM 4"-8UN X D.63 ELB. PRES.VES.21"-24" SLOTS 0,2 MM* | 045 | 201 | 180.88
PV355 | DISTRIBUTORE A RAGGIERA 4"-8UN X D.63 BOMBOLA 30" DIFF 0,2 MM* | LOWER LATERAL SYSTEM 4"-8UN X D.63 PRES.VES.30" SLOTS 0,2 MM* | 045 | 201 | 208.42
PV355A | DISTRIBUTORE A RAGGIERA 4"-8UN X D.63 GOM. BOMBOLA 30" DIFF 0,2 MM* | LOWER LATERAL SYSTEM 4"-8UN X D.63 ELB. PRES.VES.30" SLOTS 0,2 MM* | 045 | 201 | 193.26
PV356 | DISTRIBUTORE A RAGGIERA 4"-8UN X D.63 BOMBOLA 36" DIFF 0,2 MM* | LOWER LATERAL SYSTEM 4"-8UN X D.63 PRES.VES.36" SLOTS 0,2 MM* | 045 | 201 | 221.82
PV356A | DISTRIBUTORE A RAGGIERA 4"-8UN X D.63 GOM. BOMBOLA 36" DIFF 0,2 MM* | LOWER LATERAL SYSTEM 4"-8UN X D.63 ELB. PRES.VES.36" SLOTS 0,2 MM* | 045 | 201 | 206.64
PV360 | DISTRIBUTORE A RAGGIERA 4"-8UN X DN63 BOMBOLA 14"-16"-18" - DIFF. 0,5MM* | LOWER LATERAL SYSTEM 4"-8UN X D.63 PRES.VES.14"-16"-18" SLOTS 0,5MM* | 045 | 201 | 182.65
PV360A | DISTR. A RAGGIERA 4"-8UN X DN63 GOM. BOMBOLA 14"-16"-18" - DIFF. 0,5MM* | LOWER LATERAL SYSTEM 4"-8UN X D.63 ELB. PRES.VES.14"-16"-18" SLOTS 0,5MM | 045 | 201 | 167.48
PV361 | DISTRIBUTORE A RAGGIERA 4"-8UN X DN63 BOMBOLA 21"-24" - DIFF. 0,5MM* | LOWER LATERAL SYSTEM 4"-8UN X D.63 PRES.VES.21"-24" SLOTS 0,5MM* | 045 | 201 | 196.05
PV361A | DISTR. A RAGGIERA 4"-8UN X DN63 GOM. BOMBOLA 21"-24" - DIFF. 0,5MM* | LOWER LATERAL SYSTEM 4"-8UN X D.63 ELB. PRES.VES.21"-24" SLOTS 0,5MM* | 045 | 201 | 180.88
PV362 | DISTRIBUTORE A RAGGIERA 4"-8UN X DN63 BOMBOLA 30" - DIFF. 0,5MM* | LOWER LATERAL SYSTEM 4"-8UN X D.63 PRES.VES.30" SLOTS 0,5MM* | 045 | 201 | 208.42
PV362A | DISTR. A RAGGIERA 4"-8UN X DN63 GOM. BOMBOLA 30" - DIFF. 0,5MM* | LOWER LATERAL SYSTEM 4"-8UN X D.63 ELB. PRES.VES.30" SLOTS 0,5MM* | 045 | 201 | 193.26
PV363 | DISTRIBUTORE A RAGGIERA 4"-8UN X DN63 BOMBOLA 36" - DIFF. 0,5MM* | LOWER LATERAL SYSTEM 4"-8UN X D.63 PRES.VES.36" SLOTS 0,5MM* | 045 | 201 | 221.82
PV363A | DISTR. A RAGGIERA 4"-8UN X DN63 GOM. BOMBOLA 36" - DIFF. 0,5MM* | LOWER LATERAL SYSTEM 4"-8UN X D.63 ELB.PRES.VES.36" SLOTS 0,5MM* | 045 | 201 | 206.64
PV364 | DIFFUSORE CILINDRICO 3" L=240 - 0,2MM | CYLINDRICAL DIFFUSER 3" L=240 - 0,2MM | 045 | 201 | 84.24
PV365 | DIFFUSORE CILINDRICO 3" L=312 - 0,2 MM | CYLINDRICAL DIFFUSER 3" L=312 - 0,2 MM | 045 | 201 | 100.51
PV366 | DIFFUSORE CILINDRICO 3" L=384 - 0,2 MM | CYLINDRICAL DIFFUSER 3" L=384 - 0,2 MM | 045 | 201 | 116.89
PV367 | DIFFUSORE CILINDRICO 3" L=240 - 0,5 MM | CYLINDRICAL DIFFUSER 3" L=240 - 0,5 MM | 045 | 201 | 84.24
PV368 | DIFFUSORE CILINDRICO 3" L=312 - 0,5 MM | CYLINDRICAL DIFFUSER 3" L=312 - 0,5 MM | 045 | 201 | 100.51
PV369 | DIFFUSORE CILINDRICO 3" L=384 - 0,5 MM | CYLINDRICAL DIFFUSER 3" L=384 - 0,5 MM | 045 | 201 | 116.89
PV370 | DISTRIBUTORE LATERALE M 30X2 L=144 - 0,2MM | LATERAL DISTRIBUTOR M 30X2 L=144 - 0,2MM | 045 | 201 | 7.68
PV371 | DISTRIBUTORE LATERALE M 30X2 L=206 - 0,2MM | LATERAL DISTRIBUTOR M 30X2 L=206 - 0,2MM | 045 | 201 | 9.96
PV372 | DISTRIBUTORE LATERALE M 30X2 L=361 - 0,2MM | LATERAL DISTRIBUTOR M 30X2 L=361 - 0,2MM | 045 | 201 | 16.22
PV373 | DISTRIBUTORE LATERALE M 30X2 L=423 - 0,2MM | LATERAL DISTRIBUTOR M 30X2 L=423 - 0,2MM | 045 | 201 | 23.64
PV374 | DISTRIBUTORE LATERALE M 30X2 L=485 - 0,2MM | LATERAL DISTRIBUTOR M 30X2 L=485 - 0,2MM | 045 | 201 | 26.09
PV375 | DISTRIBUTORE LATERALE M 30X2 L=113 - 0,5MM | LATERAL DISTRIBUTOR M 30X2 L=113 - 0,5MM | 045 | 201 | 6.54
PV376 | DISTRIBUTORE LATERALE M 30X2 L=144 - 0,5MM | LATERAL DISTRIBUTOR M 30X2 L=144 - 0,5MM | 045 | 201 | 7.68
PV377 | DISTRIBUTORE LATERALE M 30X2 L=175 - 0,5MM | LATERAL DISTRIBUTOR M 30X2 L=175 - 0,5MM | 045 | 201 | 8.96
PV378 | DISTRIBUTORE LATERALE M 30X2 L=206 - 0,5MM | LATERAL DISTRIBUTOR M 30X2 L=206 - 0,5MM | 045 | 201 | 9.96
PV379 | DISTRIBUTORE LATERALE M 30X2 L=237 - 0,5MM | LATERAL DISTRIBUTOR M 30X2 L=237 - 0,5MM | 045 | 201 | 11.25
PV380 | DISTRIBUTORE LATERALE M 30X2 L=299 - 0,5MM | LATERAL DISTRIBUTOR M 30X2 L=299 - 0,5MM | 045 | 201 | 13.68
PV381 | DISTRIBUTORE LATERALE M 30X2 L=361 - 0,5MM | LATERAL DISTRIBUTOR M 30X2 L=361 - 0,5MM | 045 | 201 | 16.22
PV382 | DISTRIBUTORE LATERALE M 30X2 L=423 - 0,5MM | LATERAL DISTRIBUTOR M 30X2 L=423 - 0,5MM | 045 | 201 | 23.64
PV383 | DISTRIBUTORE LATERALE M 30X2 L=485 - 0,5MM | LATERAL DISTRIBUTOR M 30X2 L=485 - 0,5MM | 045 | 201 | 26.13
PV384 | RIDUZIONE F/F 2"x41,8 MM INCOLLAGGIO | ADAPTER F/F 2"x41,8 MM TO GLUE | 045 | 201 | 22.18
PV385 | RIDUZIONE F/F 2"x48,3 MM INCOLLAGGIO | ADAPTER F/F 2"x48,3 MM TO GLUE | 045 | 201 | 22.18
PV386 | RIDUZIONE F/F 2"x50 MM INCOLLAGGIO | ADAPTER F/F 2"x50 MM TO GLUE | 045 | 201 | 13.6
PV387 | RIDUZIONE F/F 2"x63 MM INCOLLAGGIO | ADAPTER F/F 2"x63 MM TO GLUE | 045 | 201 | 13.6
PV389 | DISTRIBUTORE LATERALE M 30X2 L=578 - 0,2 MM | LATERAL DIFFUSER M 30X2 L=578 - 0,2 MM | 045 | 201 | 29.55
PV390 | DIFFUSORE LATERALE M30x2 L = 578 MM FESSURE 0,5 MM | LATERAL DIFFUSER M30x2 L = 578 MM SLOTS 0,5 MM | 045 | 201 | 29.55
PV391 | DIFFUSORE LATERALE M30x2 L = 640 MM FESSURE 0,2 MM | LATERAL DIFFUSER M30x2 L = 640 MM SLOTS 0,2 MM | 045 | 201 | 32
PV392 | DISTRIBUTORE LATERALE M 30X2 L=640 - 0,5 MM | LATERAL DIFFUSER M 30X2 L=640 - 0,5 MM | 045 | 201 | 32
PV393 | DIFFUSORE CILINDRICO 4" 8UN L=384 - 0,2 MM | CYLINDRICAL DIFFUSER 4" 8UN L=384 - 0,2 MM | 045 | 201 | 117.11
PV394 | DIFFUSORE CILINDRICO 4" 8UN L=384 - 0,5 MM | CYLINDRICAL DIFFUSER 4" 8UN L=384 - 0,5 MM | 045 | 201 | 120.86
PV395 | IMBUTO PER BOMBOLE DA 4" - 6" | MINERAL TANK FUNNEL 4" - 6" | 045 | 201 | 32.03
PV396 | RIDUZIONE F/F 3" X 90 MM INCOLLAGGIO | ADAPTER F/F 3" X 90 MM TO GLUE | 045 | 201 | 26.44
PV397 | DIFFUSORE CILINDRICO 4" 8UN L=456 - 0,2 MM | CYLINDRICAL DIFFUSER 4" 8UN L=456 - 0,2 MM | 045 | 201 | 146.49
PV400 | ADATTATORE 2.1/2" IN/OUT 3/4" GAS F CON SFIATO | ADAPTER 2.1/2" IN/OUT 3/4" GAS F W/PLUG | 050 | 240 | 71.67
PV401 | ADATTATORE 2.1/2" IN/OUT 3/4" GAS F | ADAPTER 2.1/2" IN/OUT 3/4" GAS F | 050 | 240 | 63.99
PV402 | ADATTATORE 4" IN/OUT 1.1/4"GAS F CON SFIATO | ADAPTER 4" IN/OUT 1.1/4"GAS F W/PLUG | 050 | 240 | 159.83
PV403 | O-RING 2106 NBR70 TENUTA TUBO 1.05" | O-RING 2106 NBR70 TUBE SEAL 1.05" | 050 | 241 | 1.17
PV404 | O-RING 6312 NBR70 TENUTA FILETTO 2" 1/2 | O-RING 6312 NBR70 THREAD SEAL 2" 1/2 | 050 | 241 | 2.44
PV405 | O-RING 3162 NBR70 TENUTA TUBO 1" 1/4 | O-RING 3162 NBR70 TUBE SEAL 1" 1/4 | 050 | 241 | 1.21
PV407 | FILTRO SOTTOVALVOLA PER ADATTATORE 4"X1"1/4 | UPPER SCREEN FOR 4" ADAPTER 1.1/4" TUBE | 050 | 241 | 86.67
PV409 | ADATTATORE 2 1/2" STAMPATO IN/OUT 3/4" NPT | ADAPTER 2 1/2" MOULDED IN/OUT 3/4" NPT | 050 | 240 | 41.25
PV410 | VALV. MANUALE MULTIVIE 2.5" IN/OUT E DRAIN 1" COMP DIFF SUP 1.05" | MULTI-WAY MANUAL VALVE 2.5" IN/OUT AND DRAIN W/UPPER SCREEN 1.05" | 050 | 240 | 77.22
PV415 | VALVOLA MANUALE 3 VIE | 3-WAY MANUAL VALVE | 050 | 240 | 12.81
PV416 | TAPPO 3/4" COMPLETO DI O-RING PER VALVOLA MANUALE PV415 | PLUG 3/4" WITH O-RING FOR PV415 3-WAY MANUAL VALVE | 050 | 240 | 1.61
PV417 | ADATTATORE PER VALVOLA MANUALE PV415 | ADAPTER FOR PV415 3-WAY MANUAL VALVE | 050 | 240 | 0.81
PV423A | RESILITE 50K OHM 1/2" NPT 110V 60HZ | RESILITE 50K OHM 1/2" NPT 110V 60HZ | 050 | 242 | 174.79
PV425 | RESILIGHT MWG 1.5 - 200 MICROSIEMENS/CM COMPLETO DI CELLA DI CONDUCIBILITA' | MWG RESILIGHT 1.5 - 200 MICROSIEMENS/CM W/CONDUCTIVITY PROBE | 050 | 242 | 108.44
PV510B | FLANGIA CIECA 6" PVC COMPLETA DI O-RING E VITERIA* | 6" PVC FLANGED CLOSURE W/ O-RING AND SCREWS* | 045 | 201 | 104.71
PV511B | RIDUZIONE FLANGIATA 6"-4" 8UN COMPLETA DI O-RING E VITERIA* | FLANGED ADAPTER 6"-4" 8UN W/ O-RING AND SCREWS* | 045 | 201 | 123.09
PV512 | DISTRIBUTORE SUP. CILINDRICO FLANG. 6" X DN 65 DIFF. 0,2MM* | TOP CYLINDRICAL DISTRIBUTOR FLANGED 6" X DN 65 DIFF. 0,2MM* | 045 | 201 | 249.16
PV513 | DISTRIBUTORE SUP. CILINDRICO FLANG. 6" X DN 65 DIFF. 0,5MM* | TOP CYLINDRICAL DISTRIBUTOR FLANGED 6" X DN 65 DIFF. 0,5MM* | 045 | 201 | 249.16
PV514 | DISTRIBUTORE SUP. CILINDRICO FLANG. 6" X DN80 DIFF. 0,2MM* | TOP CYLINDRICAL DISTRIBUTOR FLANGED 6" X DN80 DIFF. 0,2MM* | 045 | 201 | 263.01
PV515 | DISTRIBUTORE CILINDRICO FLANG. 6" X DN80 DIFF. 0,2 MM - 312 MM* | TOP CYLINDRICAL DISTRIBUTOR FLANGED 6" X DN80 DIFF. 0,2 MM - 312 MM* | 045 | 201 | 281.51
PV516 | DISTRIBUTORE SUP CILINDRICO FLANG. 6" DN80 DIFF 0,5 MM - 240 MM* | TOP CYLINDRICAL DISTRIBUTOR FLANGED 6" DN80 DIFF 0,5 MM - 240 MM* | 045 | 201 | 263.01
PV517 | DISTRIBUTORE SUP CILINDRICO FLANG. 6" DN80 DIFF 0,5 MM - 312 MM* | TOP CYLINDRICAL DISTRIBUTOR FLANGED 6" DN80 DIFF 0,5 MM - 312 MM* | 045 | 201 | 281.51
PV518 | DISTRIBUTORE CILINDRICO FLANG. 6" DN100 DIFF 0,2 MM - 384 MM* | TOP CYLINDRICAL DISTRIBUTOR FLANGED 6" DN100 DIFF 0,2 MM - 384 MM* | 045 | 201 | 300.01
PV519 | DISTRIBUTORE CILINDRICO FLANG. 6" DN100 DIFF 0,5 MM - 384 MM* | TOP CYLINDRICAL DISTRIBUTOR FLANGED 6" DN100 DIFF 0,5 MM - 384 MM* | 045 | 201 | 300.01
PV520 | DISTRIBUTORE RAGGIERA FLANG. 6" DN65 BOMBOLA 18"-21" DIFF. 0,2MM* | LOWER LATERAL SYSTEM FLANG. 6" DN65 PRES.VES. 18"-21" SLOTS 0,2MM* | 045 | 201 | 279.59
PV521 | DISTRIBUTORE RAGGIERA FLANG. 6" DN65 BOMBOLA 24" DIFF. 0,2MM* | LOWER LATERAL SYSTEM FLANG. 6" DN65 PRES.VES.24" SLOTS 0,2MM* | 045 | 201 | 288.06
PV522 | DISTRIBUTORE RAGGIERA FLANG. 6" DN65 BOMBOLA 30" DIFF. 0,2MM* | LOWER LATERAL SYSTEM FLANG. 6" DN65 PRES.VES.30" SLOTS 0,2MM* | 045 | 201 | 302.95
PV522A | DISTRIBUTORE RAGGIERA FLANG. 6" DN65 HF BOMBOLA 30" DIFF. 0,2MM* | LOWER LATERAL SYSTEM FLANG. 6"-DN65 HF PRES.VES. 30" DIFF. 0,2MM* | 045 | 201 | 494.09
PV523 | DISTRIBUTORE RAGGIERA FLANG. 6" DN65 BOMBOLA 36" DIFF. 0,2MM* | LOWER LATERAL SYSTEM FLANG. 6" DN65 PRES.VES.36" SLOTS 0,2MM* | 045 | 201 | 318.69
PV523A | DISTRIBUTORE RAGGIERA FLANG. 6" DN65 HF BOMBOLA 36" DIFF. 0,2MM* | LOWER LATERAL SYSTEM FLANG. 6" DN65 HF PRES.VES.36" SLOTS 0,2MM* | 045 | 201 | 515.06
PV524 | DISTRIBUTORE RAGGIERA FLANG. 6" DN65 BOMBOLA 18"-21" DIFF. 0,5MM* | LOWER LATERAL SYSTEM FLANG. 6"-DN65 PRES.VES. 18"-21" DIFF. 0,5MM* | 045 | 201 | 279.59
PV525 | DISTRIBUTORE RAGGIERA FLANG. 6" DN65 BOMBOLA 24" DIFF. 0,5MM* | LOWER LATERAL SYSTEM FLANG. 6" DN65 PRES.VES.24" SLOTS 0,5MM* | 045 | 201 | 288.06
PV526 | DISTRIBUTORE RAGGIERA FLANG. 6" DN65 BOMBOLA 30" DIFF. 0,5MM* | LOWER LATERAL SYSTEM FLANG. 6" DN65 PRES.VES. 30" SLOTS 0,5MM* | 045 | 201 | 302.95
PV526A | DISTRIBUTORE RAGGIERA FLANG. 6" DN65 HF BOMBOLA 30" DIFF. 0,5MM* | LOWER LATERAL SYSTEM FLANG. 6" DN65 HF PRES.VES.30" SLOTS 0,5MM* | 045 | 201 | 494.09
PV527 | DISTRIBUTORE RAGGIERA FLANG. 6" DN65 BOMBOLA 36" DIFF. 0,5MM* | LOWER LATERAL SYSTEM FLANG. 6" DN65 PRES.VES.36" SLOTS 0,5MM* | 045 | 201 | 318.69
PV527A | DISTRIBUTORE RAGGIERA FLANG. 6"- DN65 HF BOMBOLA 36" DIFF. 0,5MM* | LOWER LATERAL SYSTEM FLANG. 6" DN65 HF PRES.VES.36" SLOTS 0,5MM* | 045 | 201 | 515.06
PV528 | DISTRIBUTORE RAGGIERA FLANG. 6" DN80 BOMBOLA 24" DIFF. 0,2MM* | LOWER LATERAL SYSTEM FLANG. 6" DN80 PRES.VES.24" SLOTS 0,2MM* | 045 | 201 | 478.88
PV529 | DISTRIBUTORE RAGGIERA FLANG. 6" DN80 BOMBOLA 30" DIFF. 0,2MM* | LOWER LATERAL SYSTEM FLANG. 6" DN80 PRES.VES.30" SLOTS 0,2MM* | 045 | 201 | 498.73
PV530 | DISTRIBUTORE RAGGIERA FLANG. 6" DN80 BOMBOLA 36" DIFF. 0,2MM* | LOWER LATERAL SYSTEM FLANG. 6" DN80 PRES.VES.36" SLOTS 0,2MM* | 045 | 201 | 519.71
PV531 | DISTRIBUTORE RAGGIERA FLANG. 6" DN80 BOMBOLA 24" DIFF. 0,5MM* | LOWER LATERAL SYSTEM FLANG. 6" DN80 PRES.VES.24" SLOTS 0,5MM* | 045 | 201 | 478.88
PV532 | DISTRIBUTORE RAGGIERA FLANG. 6" DN80 BOMBOLA 30" DIFF. 0,5MM* | LOWER LATERAL SYSTEM FLANG. 6" DN80 PRES.VES.30" SLOTS 0,5MM* | 045 | 201 | 498.73
PV533 | DISTRIBUTORE RAGGIERA FLANG. 6" DN80 BOMBOLA 36" DIFF. 0,5MM* | LOWER LATERAL SYSTEM FLANG. 6" DN80 PRES.VES.36" SLOTS 0,5MM* | 045 | 201 | 519.71
PV534 | DISTRIBUTORE A RAGGIERA FLANG. 6" DN80 BOMBOLA 42" DIFF. 0,2 MM* | LOWER LATERAL SYSTEM FLANG. 6" DN80 PRES.VES.42" SLOTS 0,2 MM* | 045 | 201 | 857.09
PV535 | DISTRIBUTORE A RAGGIERA FLANG. 6" DN80 BOMBOLA 48" DIFF. 0,2 MM* | LOWER LATERAL SYSTEM FLANG. 6" DN80 PRES. VES. 48" DIFF. 0,2 MM* | 045 | 201 | 942.52
PV536 | DISTRIBUTORE A RAGGIERA FLANG. 6" DN80 BOMBOLA 42" DIFF. 0,5 MM* | LOWER LATERAL SYSTEM FLANG. 6" DN80 PRES.VES.42" SLOTS 0,5 MM* | 045 | 201 | 857.09
PV537 | DISTRIBUTORE A RAGGIERA FLANG. 6" DN80 BOMBOLA 48" DIFF. 0,5 MM* | LOWER LATERAL SYSTEM FLANG. 6" DN80 PRES.VES.48" SLOTS 0,5 MM* | 045 | 201 | 942.52
PV538 | DISTRIBUTORE A RAGGIERA FLANG. 6" DN100 BOMBOLA 63" DIFF 0,2 MM* | LOWER LATERAL SYSTEM FLANG 6" DN100 PRES. VES. 63" DIFF 0,2 MM* | 045 | 201 | 1056.98
PV539 | DISTRIBUTORE A RAGGIERA FLANG. 6" DN100 BOMBOLA 63" DIFF 0,5 MM* | LOWER LATERAL SYSTEM FLANG. 6" DN100 PRES.VES.63" SLOTS 0,5 MM* | 045 | 201 | 1056.98
PV540 | DISTRIBUTORE RAGGIERA TOP MOUNT BOMBOLA 18"-21" DIFF. 0,2 MM* | LOWER LATERAL SYSTEM TOP MOUNT PRES.VES. 18"-21" SLOTS 0,2 MM* | 045 | 201 | 95.18
PV541 | DISTRIBUTORE RAGGIERA TOP MOUNT BOMBOLA 24" DIFF. 0,2 MM* | LOWER LATERAL SYSTEM TOP MOUNT PRES.VES. 24" SLOTS 0,2 MM* | 045 | 201 | 103.66
PV542 | DISTRIBUTORE RAGGIERA TOP MOUNT BOMBOLA 30" DIFF. 0,2 MM* | LOWER LATERAL SYSTEM TOP MOUNT PRES.VES. 30" SLOTS 0,2 MM* | 045 | 201 | 118.51
PV543 | DISTRIBUTORE RAGGIERA TOP MOUNT BOMBOLA 36" DIFF. 0,2 MM* | LOWER LATERAL SYSTEM TOP MOUNT PRES.VES. 36" SLOTS 0,2 MM* | 045 | 201 | 134.26
PV544 | DISTRIBUTORE RAGGIERA TOP MOUNT BOMBOLA 18"-21" DIFF. 0,5 MM* | LOWER LATERAL SYSTEM TOP MOUNT PRES.VES. 18"-21" SLOTS 0,5 MM* | 045 | 201 | 95.18
PV545 | DISTRIBUTORE RAGGIERA TOP MOUNT BOMBOLA 24" DIFF. 0,5 MM* | LOWER LATERAL SYSTEM TOP MOUNT PRES.VES. 24" DIFF. 0,5 MM* | 045 | 201 | 103.66
PV546 | DISTRIBUTORE RAGGIERA TOP MOUNT BOMBOLA 30" DIFF. 0,5 MM* | LOWER LATERAL SYSTEM TOP MOUNT PRES.VES. 30" SLOTS 0,5 MM* | 045 | 201 | 118.51
PV547 | DISTRIBUTORE RAGGIERA TOP MOUNT BOMBOLA 36" DIFF. 0,5 MM* | LOWER LATERAL SYSTEM TOP MOUNT PRES.VES. 36" SLOTS 0,5 MM* | 045 | 201 | 134.26
PV548 | DISTRIBUTORE RAGGIERA TOP MOUNT BOMBOLA 30" PER TUBO 90 MM DIFF. 0,2 MM* | LOWER LATERAL SYSTEM TOP MOUNT PRES.VES. 30" FOR TUBE 90 MM SLOTS 0,2 M | 045 | 201 | 259.07
PV549 | DISTRIBUTORE RAGGIERA TOP MOUNT BOMBOLA 36" PER TUBO 90 MM DIFF. 0,2 MM* | LOWER LATERAL SYSTEM TOP MOUNT PRES.VES. 36" TUBE 90 MM SLOTS 0,2 MM* | 045 | 201 | 280.05
PV550 | DISTRIBUTORE RAGGIERA TOP MOUNT BOMBOLA 42" PER TUBO 90 MM DIFF. 0,2 MM* | LOWER LATERAL SYSTEM TOP MOUNT PRES.VES. 42" FOR TUBE 90 MM SLOTS 0,2 M | 045 | 201 | 533.48
PV551 | DISTRIBUTORE RAGGIERA TOP MOUNT BOMBOLA 48" PER TUBO 90 MM DIFF. 0,2 MM* | LOWER LATERAL SYSTEM TOP MOUNT PRES.VES. 48" TUBE 90 MM SLOTS 0,2 MM* | 045 | 201 | 578.75
PV553 | DISTRIBUTORE CILINDRICO FLANG 6" DN 80 DIFF. 0,2 MM - 384 MM * | CYLINDRICAL DISTRIBUTOR FLANGED 6" DN 80 DIFF. 0,2 MM - 384 MM * | 045 | 201 | 320.39
PV554 | DISTRIBUTORE CILINDRICO FLANG 6" DN 80 DIFF. 0,5 MM - 384 MM * | CYLINDRICAL DISTRIBUTOR FLANGED 6" DN 80 DIFF. 0,5 MM - 384 MM * | 045 | 201 | 344.31
PV555 | DISTRIBUTORE A RAGGIERA FLANG 6" DN80 BOMBOLA 63" DIFF 0,2 MM* | LOWER LATERAL SYSTEM FLANG. 6" DN80 PRES.VES.63" SLOTS 0,2 MM* | 045 | 201 | 1123.31
PV556 | DISTRIBUTORE A RAGGIERA FLANG 6" DN80 BOMBOLA 63" DIFF 0,5 MM* | LOWER LATERAL SYSTEM FLANG. 6" DN80 PRES.VES.63" SLOTS 0,5 MM* | 045 | 201 | 1144.11
PV559 | ADATTATORE FLANGIATO PVC 6"/DN100/4" 8UN COMPLETO* | PVC FLANGED ADAPTER 6"/DN100/4" 8UN COMPLETE* | 045 | 201 | 191.69
PV560 | ADATTATORE FLANGIATO 6"/DN65/2,5" G COMPLETA* | PVC FLANGED ADAPTER 6"/DN65/2,5" G COMPLETE* | 045 | 201 | 162.38
PV560A | ADATTATORE FLANGIATO 6"/DN65/3" G COMPLETA* | PVC FLANGED ADAPTER 6"/DN65/3" G COMPLETE* | 045 | 201 | 162.38
PV561 | ADATTATORE FLANGIATO 6"/DN80/3" G COMPLETA* | PVC FLANGED ADAPTER 6"/DN80/3" G COMPLETE* | 045 | 201 | 179.49
PV562 | O-RING PER RIDUZIONE FLANGIATA OR233 | O-RING 233 FOR FLANGED ADAPTER | 045 | 201 | 2.07
PV563A | 12 VITI A BRUGOLA M8X80 + 12 DADI M8 +24 RONDELLE PIANE AISI 304 | 12 SCREWS M8X80 + 12 M8 NUTS + 24 AISI 304 WASHERS | 045 | 201 | 14.35
PV566A | 4 PRIGIONIERI M16X55 + 4 DADI M16 + 4 RONDELLE PIANE 16 AISI 304 | 4 M16X55 STUDS + 4 M16 NUTS + 4 AISI 304 WASHERS 16 | 045 | 201 | 31.89
PV569 | ADATTATORE FLANGIATO PVC 6"/DN65/2,5" G | PVC FLANGED ADAPTER 6"/DN65/2,5" G | 045 | 201 | 91.5
PV569B | ADATTATORE FLANGIATO PVC 6"/DN65/3" G * | PVC FLANGED ADAPTER 6"/DN65/3" G | 045 | 201 | 110.42
PV570 | ADATTATORE FLANGIATO PVC 6"/DN80/3" G | PVC FLANGED ADAPTER 6"/DN80/3" G | 045 | 201 | 94.1
PV571 | DISTRIBUTORE A 6 BRACCI MSK6 | 6 ARMS HUB MSK6 | 045 | 201 | 21.72
PV572 | PROLUNGA 2,5"M X 2"F - L=125mm PVC | 2,5"M X 2"F EXTENSION - L=125mm PVC | 045 | 201 | 30.83
PV573 | DISTRIBUTORE A 8 BRACCI MSK8F-G3"-150mm | 8 ARMS DISTRIBUTOR MSK8F-G3"-150mm | 045 | 201 | 205.39
PV573A | DISTRIBUTORE A 8 BRACCI MSK8F-G3"-190 MM | 8 ARMS DISTRIBUTOR MSK8F-G3"-190 MM | 045 | 201 | 206.5
PV574 | DISTRIBUTORE A 6 BRACCI MSO60 TOP MOUNT | 6 ARMS DISTRIBUTOR MSO60 TOP MOUNT | 045 | 201 | 22.81
PV575 | RIDUZIONE GR 2"- G 1"1/4 | ADAPTER GR 2"- G 1"1/4 | 045 | 201 | 5.94
PV576 | TAPPO 1" 1/4 M TERMINALE RAGGIERA TOP MOUNT D.41.8-48.3-50-63 MM | CLOSURE 1" 1/4 M FOR LOWER LAT DIFFUSER TOP MOUNT D.41.8-48.3-50-63 MM | 045 | 201 | 5.52
PV577 | RIDUZIONE M/F 2,5" X 2" G | ADAPTER M/F 2,5" X 2" G | 045 | 201 | 17.35
PV578 | RIDUZIONE F/F 4" - 8UN X 3" G | ADAPTER F/F 4" - 8UN X 3" G | 045 | 201 | 20.37
PV579 | DISTRIBUTORE A 8 BRACCI MS8 | 8 ARMS DISTRIBUTOR MS8 | 045 | 201 | 76.07
PV580 | ADATTATORE FLANGIATO PVC 6" / DN 100 / 4" 8UN | PVC FLANGED ADAPTER 6" / DN 100 / 4" 8UN | 045 | 201 | 94.1
PV581 | DISTRIBUTORE A 8 BRACCI MSK8F-4" 8UN-190 MM | 8 ARMS DISTRIBUTOR MSK8F-4" 8UN-190 MM | 045 | 201 | 216.81
PV582 | RIDUZIONE F/F 4" X 2" | ADAPTER F/F 4" X 2" | 045 | 201 | 21.72
PV583 | TAPPO 2" M TERMINALE RAGGIERA TOP MOUNT D.90 MM | CLOSURE 2" M FOR LOWER LATERAL DIFFUSER TOP MOUNT D.90 MM | 045 | 201 | 21.54
PV585 | RIDUZIONE PVC F/M 3"X 2.1/2" BSPP | PVC ADAPTER F/M 3"X 2.1/2" BSPP | 045 | 201 | 24.13
PV586 | FLANGIA LIBERA DN65 - D75 - 2"1/2 | FLANGE ADAPTOR DN65 - D75 - 2"1/2 | 045 | 201 | 21.11
PV587 | FLANGIA LIBERA DN80 - D90 - 3" | FLANGE ADAPTOR DN80 - D90 - 3" | 045 | 201 | 24.28
PV588 | FLANGIA LIBERA DN100 - D110 - 4" | FLANGE ADAPTOR DN100 - D110 - 4" | 045 | 201 | 28.2
PV589 | ADATTATORE FLANGIATO PVC 6"-4" 8UN | PVC FLOANGED ADAPTER 6"-4" 8UN | 045 | 201 | 79.28
PV590 | CARTELLA DN65 - D75 - 2"1/2 | COUPLING FLANGE DN65 - D75 - 2"1/2 | 045 | 201 | 15.61
PV591 | CARTELLA DN80 - D90 - 3" | COUPLING FLANGE DN80 - D90 - 3" | 045 | 201 | 18.74
PV592 | CARTELLA DN100 - D110 - 4" | COUPLING FLANGE DN100 - D110 - 4" | 045 | 201 | 24.77
PV593 | ADATTATORE FLANGIATO PVC 6" CIECO | PVC 6" BLANK FLANGED ADAPTER | 045 | 201 | 69.12
PV594M | KIT ACCOPPIAMENTO FLANGIATO DN65-D75-2"1/2 | FLANGE COUPLING KIT DN65-D75-2"1/2 | 045 | 210 | 77.58
PV595M | KIT ACCOPPIAMENTO FLANGIATO DN80-D90-3" | FLANGE COUPLING KIT DN80-D90-3" | 045 | 210 | 91.61
PV596M | KIT ACCOPPIAMENTO FLANGIATO DN100-D110-4" | FLANGE COUPLING KIT DN100-D110-4" | 045 | 210 | 114.98
PV597 | O-RING PER CARTELLA DN65 - D75 - 2"1/2 | O-RING FOR COUPLING FLANGE DN65 - D75 - 2"1/2 | 045 | 201 | 9.09
PV597A | GUARNIZIONE PIANA PER CARTELLA DN65-D75-2"1/2 | PLANE GASKET FOR CUOPLING DN65-D75-2"1/2 | 045 | 210 | 3.73
PV598 | O-RING PER CARTELLA DN80 - D90 - 3" | O-RING FOR COUPLING FLANGE DN80 - D90 - 3" | 045 | 201 | 10.23
PV598A | GUARNIZIONE PIANA PER CARTELLA DN80-D90-3" | PLANE GASKET FOR CUOPLING DN80-D90-3" | 045 | 210 | 6.04
PV599 | O-RING PER CARTELLA DN100 - D110 - 4" | O-RING FOR COUPLING FLANGE DN100 - D110 - 4" | 045 | 201 | 16.29
PV599A | GUARNIZIONE PIANA PER CARTELLA DN100-D110-4" | PLANE GASKET FOR CUOPLING DN100-D110-4" | 045 | 210 | 8.23
RA049 | SABBIA DI QUARZO GRANULOMETRIA 0.4 - 0.8 CONF. 25 KG | QUARTZ SAND 0.4 - 0.8 BAG 25 KG | 065 | 310 | 0.54
RA050 | SABBIA DI QUARZO GRANULOMETRIA 0.8 - 1.2 CONF. 25 KG. | QUARTZ SAND 0.8 - 1.2 BAG 25 KG | 065 | 310 | 0.54
RA051 | SABBIA DI QUARZO GRANULOMETRIA 1 - 2 CONF. 25 KG. | QUARTZ SAND 1 - 2 BAG 25 KG | 065 | 310 | 0.54
RA052 | SABBIA DI QUARZO GRANULOMETRIA 3 -5 CONF. 25 KG. | QUARTZ SAND 3 - 5 BAG 25 KG | 065 | 310 | 0.54
RA053 | SABBIA DI QUARZO GRANULOMETRIA 2-3 CONF. 25 KG | QUARTZ SAND 2 - 3 BAG 25 KG | 065 | 310 | 0.54
RA058 | FILTER AG PLUS - CONFEZIONE DA 28,3 LT | FILTER AG PLUS - BAG 28,3 LT | 065 | 310 | 75.89
RA059 | FILTER AG - CONFEZIONE DA 28,3 LT | FILTER AG - BAG 28,3 LT | 065 | 310 | 42.68
RA060 | ANTRACITE GRANULOMETRIA 0.6 - 1.0 CONF. 25 KG | ANTHRACITE 0.6 - 1.0 BAG 25 KG | 065 | 310 | 2.07
RA061 | ANTRACITE GRANULOMETRIA 2 - 3 CONF. 25 KG. | ANTHRACITE 2 - 3 BAG 25 KG. | 065 | 310 | 2.07
RA068 | FILTER MEDIA GFH ( GRANULAR FERRIC HYDROXIDE ) FUSTO 30 KG | GRANULAR FERRIC HYDROXIDE DRUM 30 KG | 065 | 315 | 612.75
RA069 | PIROLUSITE (BIOSSIDO DI MN.) MWG CONF. 25 KG | MWG PYROLUSITE (MANGANESE DIOXIDE) BAG 25 KG | 065 | 315 | 117.85
RA071 | BIOSSIDO DI MANGANESE MTM CONF. DA 28.3 LT. | MTM BAG 28.3 LT. | 065 | 315 | 158.14
RA072 | BIRM REGULAR CONF. DA 28.3 LT. | BIRM REGULAR BAG 28.3 LT. | 065 | 315 | 114.16
RA073 | CARBONATO DI CALCIO CALCITE CONF. DA 15.6 LT. | CALCITE BAG 15.6 LT. | 065 | 320 | 58.16
RA074 | MANGANESE GREENSAND PLUS CONF DA 14,2 LT | MANGANESE GREENSAND PLUS BAG 14,2 LT | 065 | 315 | 71.15
RA075 | COROSEX CONF. DA 18.7 LT | COROSEX BAG 18.7 LT. | 065 | 315 | 181.2
RA080 | FILTER MEDIA ECOMIX - A (CONF.SACCO DA 12 LT.) | FILTER MEDIA ECOMIX - A (BAG 12 LT.) | 065 | 315 | 13.5
RA080A | FILTER MEDIA ECOMIX - A (CONF.SACCO DA 25 LT.) | FILTER MEDIA ECOMIX - A (BAG 25 LT.) | 065 | 315 | 13.5
RA081 | FILTER MEDIA ECOMIX - C (CONF.SACCO DA 12 LT.) | FILTER MEDIA ECOMIX - C (BAG 12 LT.) | 065 | 315 | 15.15
RA081A | FILTER MEDIA ECOMIX - C (CONF.SACCO DA 25 LT.) | FILTER MEDIA ECOMIX - C (BAG 25 LT.) | 065 | 315 | 15.15
RA082 | FILTER MEDIA ECOMIX - P (CONF.SACCO DA 12 LT.) | FILTER MEDIA ECOMIX - P (BAG 12 LT.) | 065 | 315 | 10.56
RA082A | FILTER MEDIA ECOMIX - P (CONF.SACCO DA 25 LT.) | FILTER MEDIA ECOMIX - P (BAG 25 LT.) | 065 | 315 | 10.56
RA201 | SACCO 25 KG CARB. MWG MIN. GAC 830 M (52 LT CIRCA) | MWG BAG 25 KG CARB. MIN. GAC 830 M (52 LT.ABOUT) | 065 | 305 | 129.3
RA202 | SACCO 25 KG CARB. MWG MIN. GAC 1240 M (52 LT. CIRCA) | MWG BAG 25 KG CARB. MIN. GAC 1240 M (52 LT. ABOUT) | 065 | 305 | 143.76
RA204 | SACCO 25 KG CARB. MWG CILINDRETTI MIN. SC 45 (47 LT. CIRCA) | MWG BAG 25 KG CARB. CYLINDRICAL MIN. SC 45 (47 LT. ABOUT) | 065 | 305 | 129.68
RA206 | SACCO 25 KG CARB. MWG GAC 8X30 VEGETALE | MWG BAG 25 KG CARB. GAC 8X30 VEGETAL | 065 | 305 | 218.44
RA208 | SACCO 25 KG CARB. MWG GAC 12X40 VEGETALE | MWG BAG 25 KG CARB. GAC 12X40 VEGETAL | 065 | 305 | 242.72
RA214 | SACCO 25 KG CARB.MIN. NORIT GAC 1240 W | BAG 25 KG CARB.MIN. NORIT GAC 1240 W | 065 | 305 | 176.71
RA222 | SACCO 25 KG CARB. MWG GAC 12X30 MINERALE ACID WASHED | MWG BAG 25 KG CARB. GAC 12X30 MINERAL ACID WASHED | 065 | 305 | 245.43
RA300 | CATIONICA FORTE GEL PURE RESIN PC002 (Na) | STRONG CATION GEL PURE RESIN PC002 (Na) | 065 | 300 | 3.75
RA310 | CATIONICA FORTE GEL PURE RESIN PC003 (Na) HIGH CAPACITY | STRONG CATION GEL PURE RESIN PC003 (Na) HIGH CAPACITY | 065 | 300 | 3.97
RA312 | CATIONICA FORTE GEL PURE RESIN PC003UN-Na | STRONG CATION GEL PURE RESIN PC003UN-Na | 065 | 300 | 4.79
RA318 | CATIONICA FORTE MACROPOROSA PURE RESIN PC100 (Na) | STRONG CATION MACROPOROUS PURE RESIN PC100 (Na) | 065 | 300 | 6.54
RA320 | CATIONICA FORTE MACROPOROSA PURE RESIN PC100 (H) | STRONG CATION MACROPOROUS PURE RESIN PC100 (H) | 065 | 300 | 6.33
RA330 | CATIONICA DEBOLE MACROPOROSA PURE RESIN PC200FD | WEAK CATION MACROPOROUS PURE RESIN PC200FD | 065 | 300 | 10.29
RA340 | ANIONICA FORTE GEL TIPO II PURE RESIN PA103 ( OH ) | STRONG ANION GEL TYPE II PURE RESIN PA103 ( OH ) | 065 | 300 | 10.15
RA341 | ANIONICA FORTE MACROPOROSA TIPO I PURE RESIN PA200 (Cl) | STRONG ANION MACROPOROUS TYPE I PURE RESIN PA200 (Cl) | 065 | 300 | 9.91
RA342 | ANIONICA FORTE MACROPOROSA TIPO II PURE RESIN PA201 (Cl) | STRONG ANION MACROPOROUS TYPE II PURE RESIN PA201 (Cl) | 065 | 300 | 9.92
RA350 | ANIONICA DEBOLE MACROPOROSA PURE RESIN PA300 | WEAK ANION MACROPOROUS PURE RESIN PA300 | 065 | 300 | 10.06
RA360 | ANIONICA FORTE SELETTIVA NITRATI PURE RESIN PA202 | STRONG ANION NITRATES SELECTIVE PURE RESIN PA202 | 065 | 300 | 10.38
RA370 | MISCELA LETTO MISTO PURE RESIN PMB101-2 | MIXED BED PURE RESIN PMB101-2 | 065 | 300 | 7.78
RA372 | MISCELA LETTO MISTO PURE RESIN PMB102-2 (REFINING PERMEATE WATER) | MIXED BED PURE RESIN PMB102-2 (REFINING PERMEATE WATER) | 065 | 300 | 8.37
RA374 | MISCELA LETTO MISTO PURE RESIN PMB101-3 (PURE WATER 12 - 16 MOhm) | MIXED BED PURE RESIN PMB101-3 (PURE WATER 12 - 16 MOhm) | 065 | 300 | 8.37
RA376 | CATIONICA DEBOLE SELETTIVA IONI POLIVALENTI PURE RESIN PS400 | WEAK CATION POLYVALENT IONS SELECTIVE PURE RESIN PS400 | 065 | 300 | 22.78
RF06801 | INIETTORE MARRONE E DLFC PER VAL. RUNXIN - 6801 | INJECTOR BROWN + DLFC FOR RUNXIN VALVES - 6801 | 022 | 940 | 2.22
RF06802 | INIETTORE ROSA E DLFC PER VAL. RUNXIN - 6802 | INJECTOR PINK + DLFC FOR RUNXIN VALVES - 6802 | 022 | 940 | 2.22
RF06803 | INIETTORE GIALLO E DLFC PER VAL. RUNXIN - 6803 | INJECTOR YELLOW + DLFC FOR RUNXIN VALVES - 6803 | 022 | 940 | 2.47
RF06804 | INIETTORE BLU E DLFC PER VAL. RUNXIN - 6804 | INJECTOR BLUE + DLFC FOR RUNXIN VALVES - 6804 | 022 | 940 | 2.47
RF06805 | INIETTORE BIANCO E DLFC PER VAL. RUNXIN - 6805 | INJECTOR WHITE + DLFC FOR RUNXIN VALVES - 6805 | 022 | 940 | 2.22
RF06806 | INIETTORE NERO E DLFC PER VAL. RUNXIN - 6806 | INJECTOR BLACK + DLFC FOR RUNXIN VALVES - 6806 | 022 | 940 | 2.22
RF06807 | INIETTORE VIOLA E DLFC PER VAL. RUNXIN - 6807 | INJECTOR PURPLE + DLFC FOR RUNXIN VALVES - 6807 | 022 | 940 | 2.22
RF06808 | INIETTORE ROSSO E DLFC PER VAL. RUNXIN - 6808 | INJECTOR RED + DLFC FOR RUNXIN VALVES - 6808 | 022 | 940 | 2.47
RF06809 | INIETTORE VERDE PER VAL. RUNXIN - 6809 | INJECTOR GREEN FOR RUNXIN VALVES - 6809 | 022 | 940 | 2.47
RF06810 | INIETTORE ARANCIONE PER VAL. RUNXIN - 6810 | INJECTOR ORANGE FOR RUNXIN VALVES - 6810 | 022 | 940 | 2.47
RF07401 | INIETTORE MARRONE E DLFC PER VAL. RUNXIN - 7401 | INJECTOR BROWN + DLFC FOR RUNXIN VALVES - 7401 | 027 | 970 | 9.44
RF07402 | INIETTORE ROSA E DLFC PER VAL. RUNXIN - 7402 | INJECTOR PINK + DLFC FOR RUNXIN VALVES - 7402 | 027 | 970 | 9.44
RF07403 | INIETTORE GIALLO E DLFC PER VAL. RUNXIN - 7403 | INJECTOR YELLOW + DLFC FOR RUNXIN VALVES - 7403 | 027 | 970 | 9.44
RF07404 | INIETTORE BLU E DLFC PER VAL. RUNXIN - 7404 | INJECTOR BLUE + DLFC FOR RUNXIN VALVES - 7404 | 027 | 970 | 9.44
RF07701 | INIETTORE MARRONE PER VAL. RUNXIN - 7701 | INJECTOR BROWN FOR RUNXIN VALVES - 7701 | 027 | 970 | 55.29
RF07702 | INIETTORE ROSA PER VAL. RUNXIN - 7702 | INJECTOR PINK FOR RUNXIN VALVES - 7702 | 027 | 970 | 55.29
RF07703 | INIETTORE GIALLO PER VAL. RUNXIN - 7703 | INJECTOR YELLOW FOR RUNXIN VALVES - 7703 | 027 | 970 | 55.29
RF07704 | INIETTORE BLU PER VAL. RUNXIN - 7704 | INJECTOR BLUE FOR RUNXIN VALVES - 7704 | 027 | 970 | 55.29
RF07705 | INIETTORE BIANCO PER VAL. RUNXIN - 7705 | INJECTOR WHITE FOR RUNXIN VALVES - 7705 | 027 | 970 | 55.29
RF09901 | CORPO VALVOLA F69P-5022018 | F69P VALVE BODY - 5022018 | 022 | 940 | 18.51
RF09903 | COLLEGAMENTO DISPLAY F69P - 5512001 | F69P DISPLAY BOARD LINE - 5512001 | 022 | 940 | 5.91
RF09904 | SCHEDA DI CONTROLLO PRINCIPALE F69P - 6382075 | F69P MAIN CONTROL BOARD - 6382075 | 022 | 940 | 44.37
RF09913 | O-RING 1" BLU | BLUE SEALING O-RING 1" | 022 | 940 | 2.04
RF09914 | CLIP PER BYPASS F70D - 8270008 | CLIP FOR F70D BYPASS - 8270008 | 022 | 940 | 1.14
RF09918 | CLIP 1" | CLIP 1" | 022 | 940 | 2.12
RF09919 | O-RING 7.5 X 1 PER CORPO INIETTORE - 8378016 | INJECTOR BODY O-RING 7.5 X 1 - 8378016 | 022 | 940 | 0.76
RF09920 | O-RING 10.82 X 1.78 PER CORPO INIETTORE - 8378012 | INJECTOR BODY O-RING 10.82 X 1.78 - 8378012 | 022 | 940 | 0.76
RF09921 | O-RING 30 X 1.8 PER CORPO INIETTORE - 8378025 | INJECTOR BODY O-RING 30 X 1.8 - 8378025 | 022 | 940 | 0.76
RF09922 | CAVO DI COLLEGAMENTO PER VALVOLE RUNXIN F63(68)C - F63(65-68)P | INTERLOCK WIRE FOR RUNXIN VALVES F63(68)C - F63(65-68)P | 022 | 940 | 5.03
RF09923 | RACCORDO BLFC PER INIETTORI SERIE 6800 | BRINE CONNECTOR FOR INJECTORS 6800 SERIES | 022 | 940 | 3.57
RF09924 | CLIP PER INIETTORI SERIE 6800 | CLIP FOR INJECTORS 6800 SERIES | 022 | 940 | 2.28
RF09925 | RACCORDO PORTAGOMMA DI SCARICO PER INIETTORI SERIE 6800 | DRAIN CONNECTOR FOR INJECTORS 6800 SERIES | 022 | 940 | 3.16
RF09926 | GHIERA RACCORDO PORTAGOMMA DI SCARICO PER INIETTORI SERIE 6800 | NUT ANIMATED DRAIN CONNECTOR FOR INJ. 6800 SERIES | 022 | 940 | 2.18
RF09928 | RACCORDO PER VALVOLA F69P3 - 5457003 | ANIMATED CONNECTOR FOR F69P3 - 5457003 | 022 | 940 | 14.94
RF09929 | TURBINA PER VALVOLA F69P3 - 5447002 | FLOW METER FOR F69P3 - 5447002 | 022 | 940 | 32.67
RF09931 | CAVO TURBINA RUNXIN - 6386001 | RUNXIN PROBE WIRE - 6386001 | 022 | 940 | 7.88
RF09932 | TURBINA PER VALVOLA F82 E F73 - 5447007 | F82 AND F73 VALVE FLOW METER - 5447007 | 022 | 940 | 27.66
RF09933 | RACCORDO PER VALVOLA F82 E F73 - 5457002 | F82 AND F73 VALVE ANIMATED CONNECTOR - 5457002 | 022 | 940 | 27.66
RF09939 | REGOLATORE DI FLUSSO DELLA LINEA SALAMOIA - 8468002 | BRINE LINE FLOW CONTROL - 8468002 | 022 | 940 | 1.33
RF09940 | INSERTO BIANCO - 8457004 | TUBE - 8457004 | 022 | 940 | 1.33
RF09941 | DADO ESAGONALE DI PLASTICA - 8940001 | PLASTIC HEXAGONAL NUT - 8940001 | 022 | 940 | 2.15
RF09942 | O-RING 3/4" BLU - 8371019 | BLUE SEALING O-RING 3/4" - 8371019 | 022 | 940 | 0.95
RF09944 | RACCORDO PORTAGOMMA - 8458017 | DRAIN HOSE CONNECTOR - 8458017 | 022 | 940 | 2.75
RF09949 | FILTRO SOTTOVALVOLA FORO DIAM. 32 MM PER VALV. RUNXIN - 6939003 | UPPER SCREEN 32 MM FOR RUNXIN VALVES - 6939003 | 022 | 940 | 3.29
RF09950 | FILTRO SOTTOVALVOLA FORO DIAM. 50 MM PER VALV.RUNXIN | UPPER SCREEN 50 MM FOR RUNXIN VALVES | 027 | 970 | 30.15
RF09951 | FILTRO SOTTOVALVOLA FORO DIAM. 63 MM PER VALV.RUNXIN | UPPER SCREEN 63 MM FOR RUNXIN VALVES | 027 | 970 | 40.5
RF09959 | VALVOLA A GALLEGGIANTE 35" | FLOATING VALVE 35" | 022 | 940 | 24.97
RF09960 | PROGRAMMATORE USB PER VALVOLE RF69C | USB PROGRAMMER FOR RF69C VALVES | 022 | 940 | 71.63
RF09962 | O-RING RACCORDO TURBINA 3/4" PER VALV. RF79B-LCD | O-R CONNECTOR 3/4" FOR FLOW METER FOR RF79B-LCD VALVE | 022 | 940 | 1.15
RF09963 | RACCORDO TURBINA 3/4" PER VALV. RF79B-LCD SENZA O-RING - 8458026 | CONNECTOR 3/4" FLOW METER FOR RF79B-LCD VALVE W/O O-RING - 8458026 | 022 | 940 | 16.86
RF09964 | SCHEDA ELETTRONICA DI CONTROLLO PER VALV. RF79B-LCD | ELECTRONIC CONTROL BOARD FOR RF79B-LCD VALVE | 022 | 940 | 53.76
RF09965 | SCHEDA ELETTRONICA DI POSIZIONAMENTO PER VALV. RF79B-LCD | ELECTRONIC POSITIONING BOARD FOR RF79B-LCD VALVE | 022 | 940 | 31.3
RF09966 | SCHEDA ELETTRONICA DISPLAY PER VALV. RF79B-LCD | ELECTRONIC BOARD FOR DISPLAY RF79B-LCD VALVE | 022 | 940 | 112.6
RF09967 | PRESA TRASFORMATORE SPINA EUROPEA PER VALV. RES. RUNXIN | EUROPEAN POWER ADAPTER FOR RUNXIN RES. VALVE | 022 | 940 | 22.59
RF09968 | VENTOLA TURBINA CONTATORE PER VALV. RF79B-LCD | TURBINE FLOW METER FOR RF79B-LCD | 022 | 940 | 18.61
RF09969 | COPERCHIO FUME' VALV. RF79B-LCD | SEMI-TRANSPARENT COVER FOR RF79B-LCD VALVE | 022 | 940 | 8.38
RF09970 | RACCORDO 3/4" PER VALV.RF79B-LCD | PIPE CONNECTION 3/4" FOR RF79B-LCD VALVE | 022 | 940 | 28.46
RF09971 | PRESA TRASFORMATORE SPINA INGLESE PER VALV. RF79B-LCD | ENGLISH POWER ADAPTER FOR RF79B-LCD VALVE | 022 | 940 | 24.85
RF09974 | PRESA TRASFORMATORE SPINA EUROPEA PER VALV. IND.RUNXIN | EUROPEAN POWER ADAPTER FOR RUNXIN IND.VALVES | 027 | 970 | 37.88
RF09995 | CHIAVE DI SMONTAGGIO VALVOLE RUNXIN - 8484003 | SERVICE WRENCH FOR RUNXIN VALVES - 8484003 | 022 | 940 | 8.64
RF09997 | CHIAVE PER DISTANZIALE RF09998 | SPANNER FOR SPACER RF09998 | 022 | 940 | 11.51
RF09998 | DISTANZIALE 2.5" M/F CON O-RING E CHIAVE | SPACER 2.5" M/F W/ O-RING AND WRENCH | 022 | 940 | 12.25
RF111A1 | VALV. AUT. ADDOLC. F111A1 (63520) CRON. 2" DF | VALV. AUT. SOFT. F111A1 (63520) CHRON. 2" DF | 027 | 960 | 1635.41
RF43010 | POZZETTO DIAM. 60 MM H. 396 MM C/VALVOLA GALLEGGIANTE | BRINE WELL DIAM. 60 MM H 396 MM W/FLOATING VALVE | 045 | 230 | 49.45
RF43011 | POZZETTO DIAM. 60 MM H. 308 MM C/VALVOLA GALLEGGIANTE | BRINE WELL DIAM. 60 MM H 308 MM W/FLOATING VALVE | 045 | 230 | 47.05
RF47010 | CLORINATORE PER VALVOLE RUNXIN F79, F82 E PER VALVOLE SERIE D | RUNXIN CHLORINATOR FOR VALVE F79, F82 AND FOR VALVES D SERIES | 022 | 940 | 77.1
RF56D1 | VALV. MANUALE FILTRO F56D1 (51110) 2"F - MANIGLIA IN METALLO | VALV. MANUAL FILTER F56D1 (51110) 2"F - METAL HANDLE | 022 | 980 | 207.15
RF56D2 | VALV. MANUALE FILTRO F56D2 (51210) 2"F - MANIGLIA IN PLASTICA | VALV. MANUAL FILTER F56D2 (51210) 2"F - PLASTIC HANDLE | 022 | 980 | 167.34
RF63C3 | VALV. AUT. ADDOLC. F63C3 (63604) VOL. 1" DF | VALV. AUT. SOFT.F63C3 (63604) VOL. 1" DF | 022 | 935 | 309.88
RF63D3 | VALV. AUT. ADDOLC. F63D3 (62604H) VOL. 1" DF | VALV. AUT. SOFT. F63D3 (62604H) VOL. 1" DF | 022 | 935 | 327.74
RF64B | VALV. MANUALE ADDOLC. F64B (61202) 3/4" DF | VALV. MANUAL SOFT. F64B (61202) 3/4" DF | 022 | 950 | 35.3
RF64BC | VALV. MANUALE ADDOLC. F64BC (61202C) 3/4" DF - MANIGLIA LATERALE | VALV. MANUAL SOFT. F64BC (61202C) 3/4" DF - SIDE CONTROL | 022 | 950 | 33.16
RF65B1 | VALV. AUT. ADDOLC. F65B1 (63502) CRON. 3/4" DF | VALV. AUT. SOFT. F65B1 (63502) CHRON. 3/4" DF | 022 | 930 | 187.14
RF68C3 | VALV. AUT. ADDOLC. F68C3 (73604) VOL. 1" UF | VALV. AUT. SOFT. F68C3 (73604) VOL. 1" UF | 022 | 935 | 301.29
RF68P3Y | VALV. AUT. ADDOLC. F68P3Y VOL. 1" UF | VALV. AUT. SOFT. F68P3Y VOL. 1" UF | 022 | 935 | 213.11
RF69C | VALV. SEMIAUT. ADDOLC. F69C (70002) CRON. 3/4" UF | VALV. SEMIAUT. SOFT. F69C (70002) CHRON. 3/4" UF | 022 | 935 | 128.24
RF69P1Y | VALV. AUT. ADDOLC. F69P1Y (73502PY) CRON. 3/4" UF | VALV. AUT. SOFT. F69P1Y (73502PY) CHRON. 3/4" UF | 022 | 930 | 144.09
RF69P3Y | VALV. AUT. ADDOLC. F69P3Y (73602PY) VOL. 3/4" UF | VALV. AUT. SOFT. F69P3Y (73602PY) VOL. 3/4" UF | 022 | 935 | 174.23
RF70A | BYPASS PER VALVOLE F63 E F68 - 2974001 | BYPASS FOR F63 AND F68 VALVES - 2974001 | 022 | 940 | 37.33
RF70AL | BYPASS CON TURBINA PER VALVOLE F63 E F68 - 2974013 | BYPASS WITH TURBINE FOR F63 AND F68 VALVES - 2974013 | 022 | 940 | 49.43
RF70B | BYPASS PER VALVOLE F65 E F69 - 41102 | BYPASS FOR F65 AND F69 VALVES - 41102 | 022 | 940 | 30.66
RF70BL | BYPASS CON TURBINA PER VALVOLE F65 E F69 - 41102L | BYPASS WITH TURBINE FOR F65 AND F69 VALVES - 41102L | 022 | 940 | 39.86
RF70CL | BYPASS CON TURBINA PER VALVOLE F63 F68 F73 F82 - 2974015 | BYPASS WITH TURBINE FOR F63 F68 F73 F82 VALVES - 2974015 | 022 | 940 | 32.09
RF70D | BYPASS PER VALVOLA F79 - 41202 | BYPASS FOR F79 VALVE - 41202 | 022 | 940 | 30.66
RF73A | VALV. AUT. ADDOLC. F73A (17603) VOL. 1" DF/UF - DUPLEX MONOVALV. | VALV. AUT. SOFT. F73A (17603) VOL. 1" DF/UF - ONE ON DUPLEX TANKS | 022 | 935 | 672.3
RF74A3 | VALV. AUT. ADDOLC. F74A3 (63610) VOL. 2" DF | VALV. AUT. SOFT. F74A3 (63610) VOL. 2" DF | 027 | 965 | 699.29
RF75A | VALV. AUT. FILTRO F75A 2" | VALV. AUT. FILTER F75A 2" | 027 | 968 | 676
RF79B-LCD | VALV. AUT. ADDOLC. F79B-LCD (83602B) VOL. 3/4" DF/UF | VALV. AUT. SOFT. F79B-LCD (83602B) VOL. 3/4" DF/UF | 022 | 935 | 290.18
RF79B-LCDW | VALV. AUT. ADDOLC. F79B-LCD (83602B W) VOL. 3/4" DF/UF BIANCA | VALV. AUT. SOFT. F79B-LCD (83602B W) VOL. 3/4" DF/UF WHITE | 022 | 935 | 290.18
RF82B-LCD | VALV. AUT. ADDOLC. F82B-LCD (82604B) VOL. 1" DF/UF | VALV. AUT. SOFT. F82B-LCD (82604B) VOL. 1" DF/UF | 022 | 935 | 340.15
RF92A-LED | VALV. AUT. ADDOLC. F92A-LED (73605) VOL. 1" UF | VALV. AUT. SOFT. F92A-LED (73605) VOL. 1" UF | 022 | 935 | 365.02
RF99A3 | VALV. AUT. ADDOLC. F99A3 (63615) VOL. 2" DF | VALV. AUT. SOFT. F99A3 (63615) VOL. 2" DF | 027 | 965 | 922.96
RFP07 | VALV. ASPIRAZ. SALE 434 STANDARD | 434 STANDARD BRINE VALVE | 022 | 940 | 53.25
RFP08 | VALV. ASPIRAZ. SALE 454 STANDARD | 454 STANDARD BRINE VALVE | 022 | 940 | 190.02
RFP9999 | DIFF. SUPERIORE 1.05" RUNXIN A BAIONETTA | RUNXIN UPPER SCREEN 1.05" BAJONET | 022 | 940 | 2.8
SR001 | ADDOLCITORE AUTOMATICO RUNXIN GASTRO | GASTRO RUNXIN AUTOMATIC WATER SOFTENER | 405 | 807 | 501.39
SR021 | ADDOLCITORE AUTOMATICO RUNXIN GAIA-M | GAIA-M RUNXIN AUTOMATIC WATER SOFTENER | 405 | 807 | 771.01
SR041 | ADDOLCITORE AUTOMATICO RUNXIN GAIA-XL | GAIA-XL RUNXIN AUTOMATIC WATER SOFTENER | 405 | 807 | 1046.85
SR061 | ADDOLCITORE AUTOMATICO RUNXIN NIKE-M | NIKE-M RUNXIN AUTOMATIC WATER SOFTENER | 405 | 807 | 728.16
SR081 | ADDOLCITORE AUTOMATICO RUNXIN NIKE-XL | NIKE-XL RUNXIN AUTOMATIC WATER SOFTENER | 405 | 807 | 1008.81
SR101 | ADDOLCITORE AUTOMATICO RUNXIN MARS-M | MARS-M RUNXIN AUTOMATIC WATER SOFTENER | 405 | 807 | 722.32
SR121 | ADDOLCITORE AUTOMATICO RUNXIN MARS-L | MARS-L RUNXIN AUTOMATIC WATER SOFTENER | 405 | 807 | 973.51
SR141 | ADDOLCITORE AUTOMATICO RUNXIN EOS-M | EOS-M RUNXIN AUTOMATIC WATER SOFTENER | 405 | 807 | 741.82
SR161 | ADDOLCITORE AUTOMATICO RUNXIN EOS-XL | EOS-XL RUNXIN AUTOMATIC WATER SOFTENER | 405 | 807 | 1040.55
SR181 | ADDOLCITORE AUTOMATICO RUNXIN HERA-S | HERA-S RUNXIN AUTOMATIC WATER SOFTENER | 405 | 807 | 663.3
SR201 | ADDOLCITORE AUTOMATICO RUNXIN HERA-L | HERA-L RUNXIN AUTOMATIC WATER SOFTENER | 405 | 807 | 888
SR221 | ADDOLCITORE AUTOMATICO RUNXIN SATURN-M | SATURN-M RUNXIN AUTOMATIC WATER SOFTENER | 405 | 807 | 855.93
SR241 | ADDOLCITORE AUTOMATICO RUNXIN SATURN-XL | SATURN-XL RUNXIN AUTOMATIC WATER SOFTENER | 405 | 807 | 1150.33
SR261 | ADDOLCITORE AUTOMATICO RUNXIN ROMA-M | ROMA-M RUNXIN AUTOMATIC WATER SOFTENER | 405 | 807 | 789.69
SR281 | ADDOLCITORE AUTOMATICO RUNXIN ROMA-XL | ROMA-XL RUNXIN AUTOMATIC WATER SOFTENER | 405 | 807 | 1097.2
SR301 | ADDOLCITORE AUTOMATICO RUNXIN LUNA-XL | LUNA-XL RUNXIN AUTOMATIC WATER SOFTENER | 405 | 807 | 1033.23
SR321 | ADDOLCITORE AUTOMATICO RUNXIN LUNA-XXL | LUNA-XXL RUNXIN AUTOMATIC WATER SOFTENER | 405 | 807 | 1219.15
T0082AWAA | TINO MWG JOKER A BIANCO COP. AZZURRO* | MWG BRINE TANK JOKER A WHITE BODY - LIGHT BLUE COVER* | 045 | 220 | 46.03
T0082AWAD | TINO MWG JOKER A BIANCO COP. NERO* | MWG BRINE TANK JOKER A WHITE BODY - BLACK COVER * | 045 | 220 | 46.03
T0082AWAW | TINO MWG JOKER A BIANCO COP. BIANCO* | MWG BRINE TANK JOKER A WHITE BODY - WHITE COVER* | 045 | 220 | 46.03
T0082AWXX | TINO MWG JOKER A BIANCO SENZA COP. | MWG BRINE TANK JOKER A WHITE BODY - NO COVER | 045 | 230 | 38.96
T0082BWBA | TINO MWG JOKER B BIANCO COP. AZZURRO* | MWG BRINE TANK JOKER B WHITE BODY - LIGHT BLUE COVER* | 045 | 220 | 46.03
T0082BWBD | TINO MWG JOKER B BIANCO COP. NERO* | MWG BRINE TANK JOKER B WHITE BODY - BLACK COVER* | 045 | 220 | 46.03
T0082BWBW | TINO MWG JOKER B BIANCO COP. BIANCO* | MWG BRINE TANK JOKER B WHITE BODY - WHITE COVER* | 045 | 220 | 46.03
T0082BWXX | TINO MWG JOKER B BIANCO SENZA COP. | MWG BRINE TANK JOKER B WHITE BODY - NO COVER | 045 | 230 | 38.96
T0082XXAA | COP. TINO MWG JOKER A AZZURRO | MWG COVER BRINE TANK JOKER A LIGHT BLUE | 045 | 230 | 15.47
T0082XXAD | COP. TINO MWG JOKER A NERO | MWG COVER BRINE TANK JOKER A BLACK | 045 | 230 | 15.47
T0082XXAW | COP. TINO MWG JOKER A BIANCO | MWG COVER BRINE TANK JOKER A WHITE | 045 | 230 | 15.47
T0082XXBA | COP. TINO MWG JOKER B AZZURRO | MWG COVER BRINE TANK JOKER B LIGHT BLUE | 045 | 230 | 14.67
T0082XXBD | COP. TINO MWG JOKER B NERO | MWG COVER BRINE TANK JOKER B BLACK | 045 | 230 | 14.67
T0082XXBW | COP. TINO MWG JOKER B BIANCO | MWG COVER BRINE TANK JOKER B WHITE | 045 | 230 | 14.67
T0085QWQA | TINO QUADRO MWG BIANCO COP. AZZURRO* | MWG SQUARE BRINE TANK WHITE BODY - LIGHT BLUE COVER* | 045 | 220 | 37.81
T0085QWQD | TINO QUADRO MWG BIANCO COP. NERO* | MWG SQUARE BRINE TANK WHITE BODY - BLACK COVER* | 045 | 220 | 37.81
T0085QWQW | TINO QUADRO MWG BIANCO COP. BIANCO* | MWG SQUARE BRINE TANK WHITE BODY - WHITE COVER* | 045 | 220 | 43.86
T0085QWXX | TINO QUADRO MWG BIANCO SENZA COP. | MWG SQUARE BRINE TANK WHITE BODY - NO COVER | 045 | 220 | 26.53
T0085XXQA | COP. PER TINO QUADRO MWG AZZURRO | MWG COVER FOR SQUARE BRINE TANK LIGHT BLUE | 045 | 230 | 11.95
T0085XXQD | COP. PER TINO QUADRO MWG NERO | MWG COVER FOR SQUARE BRINE TANK BLACK | 045 | 230 | 12.19
T0085XXQW | COP. PER TINO QUADRO MWG BIANCO | MWG COVER FOR SQUARE BRINE TANK WHITE | 045 | 230 | 11.95
T0100CAXX | CORPO TINO MWG LT 100 AZZURRO | MWG BRINE TANK LT 100 LIGHT BLUE BODY - NO COVER | 045 | 230 | 75.19
T0100CWCA | TINO MWG LT 100 BIANCO COP. AZZURRO* | MWG BRINE TANK LT 100 WHITE BODY - LIGHT BLUE COVER* | 045 | 221 | 95.17
T0100CWCD | TINO MWG LT 100 BIANCO COP. NERO* | MWG BRINE TANK LT 100 WHITE BODY - BLACK COVER* | 045 | 221 | 95.17
T0100CWCW | TINO MWG LT 100 BIANCO COP. BIANCO* | MWG BRINE TANK LT 100 WHITE BODY - WHITE COVER* | 045 | 221 | 95.17
T0100CWXX | CORPO TINO MWG LT 100 BIANCO | MWG BRINE TANK LT 100 WHITE BODY - NO COVER | 045 | 230 | 79.85
T0140CACA | TINO MWG LT 140 AZZURRO COP. AZZURRO* | MWG BRINE TANK LT 140 LIGHT BLUE BODY - LIGHT BLUE COVER* | 045 | 221 | 111.8
T0140CAXX | CORPO TINO MWG LT 140 AZZURRO | MWG BRINE TANK LT 140 LIGHT BLUE BODY - NO COVER | 045 | 230 | 95.93
T0140CWCA | TINO MWG LT 140 BIANCO COP. AZZURRO* | MWG BRINE TANK LT 140 WHITE BODY - LIGHT BLUE COVER* | 045 | 221 | 111.8
T0140CWCD | TINO MWG LT 140 BIANCO COP. NERO* | MWG BRINE TANK LT 140 WHITE BODY - BLACK COVER* | 045 | 221 | 111.8
T0140CWCW | TINO MWG LT 140 BIANCO COP. BIANCO* | MWG BRINE TANK LT 140 WHITE BODY - WHITE COVER* | 045 | 221 | 111.8
T0140CWCYA | TINO MWG LT 140 BIANCO COP. GIALLO COMPLETO DI ACCESSORI* | MWG BRINE TANK LT 140 WHITE BODY - YELLOW COVER WITH ACCESSORIES* | 045 | 221 | 144.01
T0140CWXX | CORPO TINO MWG LT 140 BIANCO | MWG BRINE TANK LT 140 WHITE BODY - NO COVER | 045 | 230 | 90.34
T0140XXCA | COP. TINO MWG LT 100, 140 E 190 AZZURRO | MWG COVER BRINE TANK LT 100-140-190 LIGHT BLUE | 045 | 230 | 16.77
T0140XXCD | COP. TINO MWG LT 100, 140 E 190 NERO | MWG COVER BRINE TANK LT 100-140- 190 BLACK | 045 | 230 | 16.77
T0140XXCO | COP. TINO MWG LT 100, 140 E 190 ARANCIONE | MWG COVER BRINE TANK LT 100-140-190 ORANGE | 045 | 230 | 16.77
T0140XXCW | COP. TINO MWG LT 100, 140 E 190 BIANCO | MWG COVER BRINE TANK LT 100-140-190 WHITE | 045 | 230 | 16.77
T0140XXCY | COP. TINO MWG LT 100, 140 E 190 GIALLO | MWG COVER BRINE TANK LT 100 -140-190 YELLOW | 045 | 230 | 17.79
T0190CAXX | CORPO TINO MWG LT 190 AZZURRO | MWG BRINE TANK LT 190 LIGHT BLUE BODY - NO COVER | 045 | 230 | 118.45
T0190CWCA | TINO MWG LT 190 BIANCO COP. AZZURRO* | MWG BRINE TANK LT 190 WHITE BODY - LIGHT BLUE COVER* | 045 | 222 | 147.17
T0190CWCD | TINO MWG LT 190 BIANCO COP. NERO* | MWG BRINE TANK LT 190 WHITE BODY - BLACK COVER* | 045 | 222 | 147.17
T0190CWCW | TINO MWG LT 190 BIANCO COP. BIANCO* | MWG BRINE TANK LT 190 WHITE BODY - WHITE COVER* | 045 | 222 | 147.17
T0190CWCYA | TINO MWG LT 190 BIANCO COP. GIALLO COMPLETO DI ACCESSORI* | MWG BRINE TANK LT 190 WHITE BODY - YELLOW COVER WITH ACCESSORIES* | 045 | 222 | 181.7
T0190CWXX | CORPO TINO MWG LT 190 BIANCO | MWG BRINE TANK LT 190 WHITE BODY - NO COVER | 045 | 230 | 125.78
T0340CAXX | CORPO TINO MWG LT 340 AZZURRO | MWG BRINE TANK LT 340 LIGHT BLUE BODY - NO COVER | 045 | 230 | 182.99
T0340CWCA | TINO MWG LT 340 BIANCO COP. AZZURRO* | MWG BRINE TANK LT 340 WHITE BODY - LIGHT BLUE COVER* | 045 | 223 | 239.16
T0340CWCD | TINO MWG LT 340 BIANCO COP. NERO* | MWG BRINE TANK LT 340 WHITE BODY - BLACK COVER* | 045 | 223 | 239.16
T0340CWCW | TINO MWG LT 340 BIANCO COP. BIANCO* | MWG BRINE TANK LT 340 WHITE BODY - WHITE COVER* | 045 | 223 | 239.16
T0340CWCYA | TINO MWG LT 340 BIANCO COP. GIALLO COMPLETO DI ACCESSORI* | MWG BRINE TANK LT 340 WHITE BODY - YELLOW COVER WITH ACCESSORIES* | 045 | 223 | 377.41
T0340CWXX | CORPO TINO MWG LT 340 BIANCO | MWG BRINE TANK LT 340 WHITE BODY - NO COVER | 045 | 230 | 194.36
T0340XXCA | COP. TINO MWG LT 340 AZZURRO | MWG COVER BRINE TANK LT 340 LIGHT BLUE | 045 | 230 | 39.63
T0340XXCD | COP. TINO MWG LT 340 NERO | MWG COVER BRINE TANK LT 340 BLACK | 045 | 230 | 39.63
T0340XXCW | COP. TINO MWG LT 340 BIANCO | MWG COVER BRINE TANK LT 340 WHITE | 045 | 230 | 39.63
T0340XXCY | COP. TINO MWG LT 340 GIALLO | MWG COVER BRINE TANK LT 340 YELLOW | 045 | 230 | 39.63
T0460CAXX | CORPO TINO MWG LT 460 AZZURRO | MWG BRINE TANK LT 460 LIGHT BLUE BODY - NO COVER | 045 | 230 | 276.74
T0460CWCA | TINO MWG LT 460 BIANCO COP. AZZURRO* | MWG BRINE TANK LT 460 WHITE BODY - LIGHT BLUE* | 045 | 223 | 343.87
T0460CWCD | TINO MWG LT 460 BIANCO COP. NERO* | MWG BRINE TANK LT 460 WHITE BODY - BLACK COVER* | 045 | 223 | 343.87
T0460CWCW | TINO MWG LT 460 BIANCO COP. BIANCO* | MWG BRINE TANK LT 460 WHITE BODY - WHITE COVER* | 045 | 223 | 343.87
T0460CWCYA | TINO MWG LT 460 BIANCO COP. GIALLO COMPLETO DI ACCESSORI* | MWG BRINE TANK LT 460 WHITE BODY - YELLOW COVER WITH ACCESSORIES* | 045 | 223 | 488.37
T0460CWXX | CORPO TINO MWG LT 460 BIANCO | MWG BRINE TANK LT 460 WHITE BODY - NO COVER | 045 | 230 | 276.74
T0460XXCA | COP. TINO MWG LT 460 AZZURRO | MWG COVER BRINE TANK LT 460 LIGHT BLUE | 045 | 230 | 47.15
T0460XXCD | COP. TINO MWG LT 460 NERO | MWG COVER BRINE TANK LT 460 BLACK | 045 | 230 | 44.41
T0460XXCW | COP. TINO MWG LT 460 BIANCO | MWG COVER BRINE TANK LT 460 WHITE | 045 | 230 | 44.41
T0460XXCY | COP. TINO MWG LT 460 GIALLO | MWG COVER BRINE TANK LT 460 YELLOW | 045 | 230 | 44.41
T0670CAXX | CORPO TINO MWG LT 670 AZZURRO | MWG BRINE TANK LT 670 LIGHT BLUE BODY - NO COVER | 045 | 230 | 367.17
T0670CWCA | TINO MWG LT 670 BIANCO COP. AZZURRO* | MWG BRINE TANK LT 670 WHITE BODY - LIGHT BLUE COVER* | 045 | 224 | 481.16
T0670CWCD | TINO MWG LT 670 BIANCO COP. NERO* | MWG BRINE TANK LT 670 WHITE BODY - BLACK COVER* | 045 | 224 | 481.16
T0670CWCW | TINO MWG LT 670 BIANCO COP. BIANCO* | MWG BRINE TANK LT 670 WHITE BODY - WHITE COVER* | 045 | 224 | 481.16
T0670CWCYA | TINO MWG LT 670 COP.GIALLO COMPLETO DI ACCESSORI* | MWG BRINE TANK LT 670 WHITE BODY - YELLOW COVER WITH ACCESSORIES* | 045 | 224 | 745.68
T0670CWXX | CORPO TINO MWG LT 670 BIANCO | MWG BRINE TANK LT 670 WHITE BODY - NO COVER | 045 | 230 | 389.97
T0670XXCA | COP. TINO MWG LT 670 AZZURRO | MWG COVER BRINE TANK LT 670 LIGHT BLUE | 045 | 230 | 80.48
T0670XXCD | COP. TINO MWG LT 670 NERO | MWG COVER BRINE TANK LT 670 BLACK | 045 | 230 | 75.81
T0670XXCW | COP. TINO MWG LT 670 BIANCO | MWG COVER BRINE TANK LT 670 WHITE | 045 | 230 | 75.81
T0670XXCY | COP. TINO MWG LT 670 GIALLO | MWG COVER BRINE TANK LT 670 YELLOW | 045 | 230 | 75.81
T0920CWCA | TINO MWG LT 920 BIANCO COP. AZZURRO* | MWG BRINE TANK LT 920 WHITE BODY - LIGHT BLUE COVER* | 045 | 224 | 614.16
T0920CWCD | TINO MWG LT 920 BIANCO COP. NERO* | MWG BRINE TANK LT 920 WHITE BODY - BLACK COVER* | 045 | 224 | 614.16
T0920CWCW | TINO MWG LT 920 BIANCO COP. BIANCO* | MWG BRINE TANK LT 920 WHITE BODY - WHITE COVER* | 045 | 224 | 614.16
T0920CWCYA | TINO MWG LT 920 BIANCO COP. GIALLO COMPLETO DI ACCESSORI* | MWG BRINE TANK LT 920 WHITE BODY - YELLOW COVER WITH ACCESSORIES* | 045 | 224 | 831.67
T0920CWXX | CORPO TINO MWG LT 920 BIANCO | MWG BRINE TANK LT 920 WHITE BODY - NO COVER | 045 | 230 | 509.49
T0920XXCA | COP. TINO MWG LT 920 AZZURRO | MWG COVER BRINE TANK LT 920 LIGHT BLUE | 045 | 230 | 109.41
T0920XXCD | COP. TINO MWG LT 920 NERO | MWG COVER BRINE TANK LT 920 BLACK | 045 | 230 | 109.41
T0920XXCW | COP. TINO MWG LT 920 BIANCO | MWG COVER BRINE TANK LT 920 WHITE | 045 | 230 | 103.04
T0920XXCY | COP. TINO MWG LT 920 GIALLO | MWG COVER BRINE TANK LT 920 YELLOW | 045 | 230 | 103.04
V125CIBMZ-08 | WS125CI VALVE BW M I-Z | WS125CI VALVE BW M I-Z | 015 | 730 | 621.22
V125CIBTZ-08 | WS125CI VALVE BW T I-Z | WS125CI VALVE BW T I-Z | 015 | 730 | 586.37
V125CIDME-08 | WS125CI VALVE DN M I-E | WS125CI VALVE DN M I-E | 015 | 730 | 637.76
V125CIDME-M08 | WS125CI VALVE DN M I-E W/MIXING VALVE | WS125CI VALVE DN M I-E W/MIXING VALVE | 015 | 730 | 676.48
V125CIDMF-08 | WS125CI VALVE DN M I-F | WS125CI VALVE DN M I-F | 015 | 730 | 637.76
V125CIDMF-M08 | WS125CI VALVE DN M I-F W/MIXING VALVE | WS125CI VALVE DN M I-F W/MIXING VALVE | 015 | 730 | 676.48
V125CIDMH-08 | WS125CI VALVE DN M I-H | WS125CI VALVE DN M I-H | 015 | 730 | 637.76
V125CIDMH-M08 | WS125CI VALVE DN M I-H W/MIXING VALVE | WS125CI VALVE DN M I-H W/MIXING VALVE | 015 | 730 | 676.48
V125CIDMI-08 | WS125CI VALVE DN M I-I | WS125CI VALVE DN M I-I | 015 | 730 | 637.76
V125CIDMI-M08 | WS125CI VALVE DN M I-I W/MIXING VALVE | WS125CI VALVE DN M I-I W/MIXING VALVE | 015 | 730 | 676.48
V125CIDMK-08 | WS125CI VALVE DN M I-K | WS125CI VALVE DN M I-K | 015 | 730 | 637.76
V125CIDMK-M08 | WS125CI VALVE DN M I-K W/MIXING VALVE | WS125CI VALVE DN M I-K W/MIXING VALVE | 015 | 730 | 676.48
V125CIDTF-08 | WS125CI VALVE DN T I-F | WS125CI VALVE DN T I-F | 015 | 730 | 602.91
V125CIDTF-M08 | WS125CI VALVE DN T I-F W/MIXING VALVE | WS125CI VALVE DN T I-F W/MIXING VALVE | 015 | 730 | 641.65
V125CIUMD-08 | WS125CI VALVE UP M I-D | WS125CI VALVE UP M I-D | 015 | 730 | 658.32
V125CIUMD-M08 | WS125CI VALVE UP M I-D W/MIXING VALVE | WS125CI VALVE UP M I-D W/MIXING VALVE | 015 | 730 | 697.05
V125CIUMF-08 | WS125CI VALVE UP M I-F | WS125CI VALVE UP M I-F | 015 | 730 | 658.32
V125CIUMF-M08 | WS125CI VALVE UP M I-F W/MIXING VALVE | WS125CI VALVE UP M I-F W/MIXING VALVE | 015 | 730 | 697.05
V125EIBMZ-08 | WS125EI VALVE BW M I-Z | WS125EI VALVE BW M I-Z | 015 | 740 | 606.2
V125EIBTZ-08 | WS125EI VALVE BW T I-Z | WS125EI VALVE BW T I-Z | 015 | 740 | 571.36
V125EIDME-08 | WS125EI VALVE DN M I-E | WS125EI VALVE DN M I-E | 015 | 740 | 622.73
V125EIDME-M08 | WS125EI VALVE DN M I-E W/MIXING VALVE | WS125EI VALVE DN M I-E W/MIXING VALVE | 015 | 740 | 661.46
V125EIDMF-08 | WS125EI VALVE DN M I-F | WS125EI VALVE DN M I-F | 015 | 740 | 622.73
V125EIDMF-M08 | WS125EI VALVE DN M I-F W/MIXING VALVE | WS125EI VALVE DN M I-F W/MIXING VALVE | 015 | 740 | 661.46
V125EIDMH-08 | WS125EI VALVE DN M I-H | WS125EI VALVE DN M I-H | 015 | 740 | 622.73
V125EIDMH-M08 | WS125EI VALVE DN M I-H W/MIXING VALVE | WS125EI VALVE DN M I-H W/MIXING VALVE | 015 | 740 | 661.46
V125EIDMI-08 | WS125EI VALVE DN M I-I | WS125EI VALVE DN M I-I | 015 | 740 | 622.73
V125EIDMI-M08 | WS125EI VALVE DN M I-I W/MIXING VALVE | WS125EI VALVE DN M I-I W/MIXING VALVE | 015 | 740 | 661.46
V125EIDMK-08 | WS125EI VALVE DN M I-K | WS125EI VALVE DN M I-K | 015 | 740 | 622.73
V125EIDMK-M08 | WS125EI VALVE DN M I-K W/MIXING VALVE | WS125EI VALVE DN M I-K W/MIXING VALVE | 015 | 740 | 661.46
V125EIDTF-08 | WS125EI VALVE DN T I-F | WS125EI VALVE DN T I-F | 015 | 740 | 587.89
V125EIDTF-M08 | WS125EI VALVE DN T I-F W/MIXING VALVE | WS125EI VALVE DN T I-F W/MIXING VALVE | 015 | 740 | 626.62
V125EIUMD-08 | WS125EI VALVE UP M I-D | WS125EI VALVE UP M I-D | 015 | 740 | 643.3
V125EIUMD-M08 | WS125EI VALVE UP M I-D W/MIXING VALVE | WS125EI VALVE UP M I-D W/MIXING VALVE | 015 | 740 | 682.03
V125EIUMF-08 | WS125EI VALVE UP M I-F | WS125EI VALVE UP M I-F | 015 | 740 | 643.3
V125EIUMF-M08 | WS125EI VALVE UP M I-F W/MIXING VALVE | WS125EI VALVE UP M I-F W/MIXING VALVE | 015 | 740 | 682.03
V125TCBTZ-08 | WS125TC VALVE BW T I-Z | WS125TC VALVE BW T I-Z | 015 | 750 | 469.99
V125TCDTE-08 | WS125TC VALVE DN T I-E | WS125TC VALVE DN T I-E | 015 | 750 | 486.39
V125TCDTE-M08 | WS125TC VALVE DN T I-E W/MIXING VALVE | WS125TC VALVE DN T I-E W/MIXING VALVE | 015 | 750 | 526.26
V125TCDTF-08 | WS125TC VALVE DN T I-F | WS125TC VALVE DN T I-F | 015 | 750 | 486.39
V125TCDTF-M08 | WS125TC VALVE DN T I-F W/MIXING VALVE | WS125TC VALVE DN T I-F W/MIXING VALVE | 015 | 750 | 526.26
V125TCDTG-08 | WS125TC VALVE DN T I-G | WS125TC VALVE DN T I-G | 015 | 750 | 486.39
V125TCDTG-M08 | WS125TC VALVE DN T I-G W/MIXING VALVE | WS125TC VALVE DN T I-G W/MIXING VALVE | 015 | 750 | 526.26
V15CIBMZ-05 | WS15CI VALVE BW M I-Z | WS15CI VALVE BW M I-Z | 025 | 800 | 2194.9
V15CIBTZ-05 | WS15CI VALVE BW T I-Z | WS15CI VALVE BW T I-Z | 025 | 800 | 1492.69
V15CIDMB-05 | WS15CI VALVE DN M I-B | WS15CI VALVE DN M I-B | 025 | 800 | 2217.55
V15CIDMD-05 | WS15CI VALVE DN M I-D | WS15CI VALVE DN M I-D | 025 | 800 | 2217.55
V15CIDMF-05 | WS15CI VALVE DN M I-F | WS15CI VALVE DN M I-F | 025 | 800 | 2217.55
V15CIDMG-05 | WS15CI VALVE DN M I-G | WS15CI VALVE DN M I-G | 025 | 800 | 2217.55
V15CIDTD-05 | WS15CI VALVE DN T I-D | WS15CI VALVE DN T I-D | 025 | 800 | 1515.33
V15CIDTF-05 | WS15CI VALVE DN T I-F | WS15CI VALVE DN T I-F | 025 | 800 | 1515.33
V15CIDTG-05 | WS15CI VALVE DN T I-G | WS15CI VALVE DN T I-G | 025 | 800 | 1515.33
V15CIUMB-05 | WS15CI VALVE UP M I-B | WS15CI VALVE UP M I-B | 025 | 800 | 2248.32
V15CIUMD-05 | WS15CI VALVE UP M I-D | WS15CI VALVE UP M I-D | 025 | 800 | 2248.32
V15EIBMZ-05 | WS15EI VALVE BW M I-Z | WS15EI VALVE BW M I-Z | 025 | 810 | 2184.6
V15EIBTZ-05 | WS15EI VALVE BW T I-Z | WS15EI VALVE BW T I-Z | 025 | 810 | 1482.4
V15EIDMB-05 | WS15EI VALVE DN M I-B | WS15EI VALVE DN M I-B | 025 | 810 | 2207.26
V15EIDMD-05 | WS15EI VALVE DN M I-D | WS15EI VALVE DN M I-D | 025 | 810 | 2207.26
V15EIDMF-05 | WS15EI VALVE DN M I-F | WS15EI VALVE DN M I-F | 025 | 810 | 2207.26
V15EIDMG-05 | WS15EI VALVE DN M I-G | WS15EI VALVE DN M I-G | 025 | 810 | 2207.26
V15EIDTD-05 | WS15EI VALVE DN T I-D | WS15EI VALVE DN T I-D | 025 | 810 | 1505.05
V15EIDTF-05 | WS15EI VALVE DN T I-F | WS15EI VALVE DN T I-F | 025 | 810 | 1505.05
V15EIDTG-05 | WS15EI VALVE DN T I-G | WS15EI VALVE DN T I-G | 025 | 810 | 1505.05
V15EIUMB-05 | WS15EI VALVE UP M I-B | WS15EI VALVE UP M I-B | 025 | 810 | 2238.02
V15EIUMD-05 | WS15EI VALVE UP M I-D | WS15EI VALVE UP M I-D | 025 | 810 | 2238.02
V1CIBMZ-03 | WS1CI VALVE BW M I-Z | WS1CI VALVE BW M I-Z | 015 | 700 | 521.49
V1CIBTZ-03 | WS1CI VALVE BW T I-Z | WS1CI VALVE BW T I-Z | 015 | 700 | 486.66
V1CIDMC-03 | WS1CI VALVE DN M I-C | WS1CI VALVE DN M I-C | 015 | 700 | 538.03
V1CIDMC-M03 | WS1CI VALVE DN M I-C W/MIXING VALVE | WS1CI VALVE DN M I-C W/MIXING VALVE | 015 | 700 | 576.75
V1CIDMD-03 | WS1CI VALVE DN M I-D | WS1CI VALVE DN M I-D | 015 | 700 | 538.03
V1CIDMD-M03 | WS1CI VALVE DN M I-D W/MIXING VALVE | WS1CI VALVE DN M I-D W/MIXING VALVE | 015 | 700 | 576.75
V1CIDME-03 | WS1CI VALVE DN M I- E | WS1CI VALVE DN M I- E | 015 | 700 | 538.03
V1CIDME-M03 | WS1CI VALVE DN M I- E W/MIXING VALVE | WS1CI VALVE DN M I- E W/MIXING VALVE | 015 | 700 | 576.75
V1CIDMF-03 | WS1CI VALVE DN M I-F | WS1CI VALVE DN M I-F | 015 | 700 | 538.03
V1CIDMF-M03 | WS1CI VALVE DN M I-F W/MIXING VALVE | WS1CI VALVE DN M I-F W/MIXING VALVE | 015 | 700 | 576.76
V1CIDTE-03 | WS1CI VALVE DN T I-E | WS1CI VALVE DN T I-E | 015 | 700 | 503.18
V1CIDTE-M03 | WS1CI VALVE DN T I-E W/MIXING VALVE | WS1CI VALVE DN T I-E W/MIXING VALVE | 015 | 700 | 541.91
V1CIUMA-03 | WS1CI VALVE UP M I-A | WS1CI VALVE UP M I-A | 015 | 700 | 558.61
V1CIUMA-M03 | WS1CI VALVE UP M I-A W/MIXING VALVE | WS1CI VALVE UP M I-A W/MIXING VALVE | 015 | 700 | 597.34
V1CIUMB-03 | WS1CI VALVE UP M I-B | WS1CI VALVE UP M I-B | 015 | 700 | 558.61
V1CIUMB-M03 | WS1CI VALVE UP M I-B W/MIXING VALVE | WS1CI VALVE UP M I-B W/MIXING VALVE | 015 | 700 | 597.34
V1CIUMC-03 | WS1CI VALVE UP M I-C | WS1CI VALVE UP M I-C | 015 | 700 | 558.61
V1CIUMC-M03 | WS1CI VALVE UP M I-C W/MIXING VALVE | WS1CI VALVE UP M I-C W/MIXING VALVE | 015 | 700 | 597.34
V1EIBMZ-03 | WS1EI VALVE BW M I-Z | WS1EI VALVE BW M I-Z | 015 | 710 | 506.47
V1EIBTZ-03 | WS1EI VALVE BW T I-Z | WS1EI VALVE BW T I-Z | 015 | 710 | 471.62
V1EIDMC-03 | WS1EI VALVE DN M I-C | WS1EI VALVE DN M I-C | 015 | 710 | 523
V1EIDMC-M03 | WS1EI VALVE DN M I-C W/MIXING VALVE | WS1EI VALVE DN M I-C W/MIXING VALVE | 015 | 710 | 561.73
V1EIDMD-03 | WS1EI VALVE DN M I-D | WS1EI VALVE DN M I-D | 015 | 710 | 523
V1EIDMD-M03 | WS1EI VALVE DN M I-D W/MIXING VALVE | WS1EI VALVE DN M I-D W/MIXING VALVE | 015 | 710 | 561.73
V1EIDME-03 | WS1EI VALVE DN M I-E | WS1EI VALVE DN M I-E | 015 | 710 | 523
V1EIDME-M03 | WS1EI VALVE DN M I-E W/MIXING VALVE | WS1EI VALVE DN M I-E W/MIXING VALVE | 015 | 710 | 561.73
V1EIDMF-03 | WS1EI VALVE DN M I-F | WS1EI VALVE DN M I-F | 015 | 710 | 523
V1EIDMF-M03 | WS1EI VALVE DN M I-F W/MIXING VALVE | WS1EI VALVE DN M I-F W/MIXING VALVE | 015 | 710 | 561.73
V1EIDTE-03 | WS1EI VALVE DN T I-E | WS1EI VALVE DN T I-E | 015 | 710 | 488.17
V1EIDTE-M03 | WS1EI VALVE DN T I-E W/MIXING VALVE | WS1EI VALVE DN T I-E W/MIXING VALVE | 015 | 710 | 526.9
V1EIUMA-03 | WS1EI VALVE UP M I-A | WS1EI VALVE UP M I-A | 015 | 710 | 543.57
V1EIUMA-M03 | WS1EI VALVE UP M I-A W/MIXING VALVE | WS1EI VALVE UP M I-A W/MIXING VALVE | 015 | 710 | 582.3
V1EIUMB-03 | WS1EI VALVE UP M I-B | WS1EI VALVE UP M I-B | 015 | 710 | 543.57
V1EIUMB-M03 | WS1EI VALVE UP M I-B W/MIXING VALVE | WS1EI VALVE UP M I-B W/MIXING VALVE | 015 | 710 | 582.3
V1EIUMC-03 | WS1EI VALVE UP M I-C | WS1EI VALVE UP M I-C | 015 | 710 | 543.57
V1EIUMC-M03 | WS1EI VALVE UP M I-C W/MIXING VALVE | WS1EI VALVE UP M I-C W/MIXING VALVE | 015 | 710 | 582.3
V1TCBTZ-03 | WS1TC VALVE BW T I-Z | WS1TC VALVE BW T I-Z | 015 | 720 | 370.25
V1TCDTD-03 | WS1TC VALVE DN T I-D | WS1TC VALVE DN T I-D | 015 | 720 | 386.67
V1TCDTD-M03 | WS1TC VALVE DN T I-D W/MIXING VALVE | WS1TC VALVE DN T I-D W/MIXING VALVE | 015 | 720 | 425.4
V1TCDTE-03 | WS1TC VALVE DN T I-E | WS1TC VALVE DN T I-E | 015 | 720 | 386.67
V1TCDTE-M03 | WS1TC VALVE DN T I-E W/MIXING VALVE | WS1TC VALVE DN T I-E W/MIXING VALVE | 015 | 720 | 425.4
V1TCDTF-03 | WS1TC VALVE DN T I-F | WS1TC VALVE DN T I-F | 015 | 720 | 386.67
V1TCDTF-M03 | WS1TC VALVE DN T I-F W/MIXING VALVE | WS1TC VALVE DN T I-F W/MIXING VALVE | 015 | 720 | 425.4
V2CIBMZ-05 | WS2CI VALVE BW M I-Z | WS2CI VALVE BW M I-Z | 025 | 820 | 2944.01
V2CIBMZ-18 | WS2CI VALVE BW M I-Z QC | WS2CI VALVE BW M I-Z QC | 025 | 820 | 2944.01
V2CIBTZ-05 | WS2CI VALVE BW T I-Z | WS2CI VALVE BW T I-Z | 025 | 820 | 2201.02
V2CIBTZ-18 | WS2CI VALVE BW T I-Z QC | WS2CI VALVE BW T I-Z QC | 025 | 820 | 2201.02
V2CIDMA-18 | WS2CI VALVE DN M I-A QC | WS2CI VALVE DN M I-A QC | 025 | 820 | 2967.44
V2CIDMB-18 | WS2CI VALVE DN M I-B QC | WS2CI VALVE DN M I-B QC | 025 | 820 | 2967.44
V2CIDMC-18 | WS2CI VALVE DN M I-C QC | WS2CI VALVE DN M I-C QC | 025 | 820 | 2967.44
V2CIDMD-05 | WS2CI VALVE DN M I-D | WS2CI VALVE DN M I-D | 025 | 820 | 2967.44
V2CIDMD-18 | WS2CI VALVE DN M I-D QC | WS2CI VALVE DN M I-D QC | 025 | 820 | 2967.44
V2CIDME-05 | WS2CI VALVE DN M I-E | WS2CI VALVE DN M I-E | 025 | 820 | 2967.44
V2CIDME-18 | WS2CI VALVE DN M I-E QC | WS2CI VALVE DN M I-E QC | 025 | 820 | 2967.44
V2CIDMF-05 | WS2CI VALVE DN M I-F | WS2CI VALVE DN M I-F | 025 | 820 | 2967.44
V2CIDMF-18 | WS2CI VALVE DN M I-F QC | WS2CI VALVE DN M I-F QC | 025 | 820 | 2967.44
V2CIDMG-05 | WS2CI VALVE DN M I-G | WS2CI VALVE DN M I-G | 025 | 820 | 2967.44
V2CIDMG-18 | WS2CI VALVE DN M I-G QC | WS2CI VALVE DN M I-G QC | 025 | 820 | 2457.54
V2CIDTA-05 | WS2CI VALVE DN T I-A | WS2CI VALVE DN T I-A | 025 | 820 | 2225.77
V2CIDTA-18 | WS2CI VALVE DN T I-A QC | WS2CI VALVE DN T I-A QC | 025 | 820 | 2225.77
V2CIDTB-05 | WS2CI VALVE DN T I-B | WS2CI VALVE DN T I-B | 025 | 820 | 2225.77
V2CIDTB-18 | WS2CI VALVE DN T I-B QC | WS2CI VALVE DN T I-B QC | 025 | 820 | 2225.77
V2CIDTC-05 | WS2CI VALVE DN T I-C | WS2CI VALVE DN T I-C | 025 | 820 | 2225.77
V2CIDTC-18 | WS2CI VALVE DN T I-C QC | WS2CI VALVE DN T I-C QC | 025 | 820 | 2225.77
V2CIDTD-05 | WS2CI VALVE DN T I-D | WS2CI VALVE DN T I-D | 025 | 820 | 2225.77
V2CIDTD-18 | WS2CI VALVE DN T I-D QC | WS2CI VALVE DN T I-D QC | 025 | 820 | 2225.77
V2CIDTE-05 | WS2CI VALVE DN T I-E | WS2CI VALVE DN T I-E | 025 | 820 | 2225.77
V2CIDTE-18 | WS2CI VALVE DN T I-E QC | WS2CI VALVE DN T I-E QC | 025 | 820 | 2225.77
V2CIDTF-05 | WS2CI VALVE DN T I-F | WS2CI VALVE DN T I-F | 025 | 820 | 2225.77
V2CIDTF-18 | WS2CI VALVE DN T I-F QC | WS2CI VALVE DN T I-F QC | 025 | 820 | 2225.77
V2CIDTG-05 | WS2CI VALVE DN T I-G | WS2CI VALVE DN T I-G | 025 | 820 | 2317.01
V2CIDTG-18 | WS2CI VALVE DN T I-G QC | WS2CI VALVE DN T I-G QC | 025 | 820 | 2225.77
V2CIUMA-05 | WS2CI VALVE UP M I-A | WS2CI VALVE UP M I-A | 025 | 820 | 2998.2
V2CIUMA-18 | WS2CI VALVE UP M I-A QC | WS2CI VALVE UP M I-A QC | 025 | 820 | 2998.2
V2CIUMB-05 | WS2CI VALVE UP M I-B | WS2CI VALVE UP M I-B | 025 | 820 | 2998.2
V2CIUMB-18 | WS2CI VALVE UP M I-B QC | WS2CI VALVE UP M I-B QC | 025 | 820 | 2998.2
V2EIBMZ-05 | WS2EI VALVE BW M I-Z | WS2EI VALVE BW M I-Z | 025 | 830 | 2933.7
V2EIBMZ-18 | WS2EI VALVE BW M I-Z QC | WS2EI VALVE BW M I-Z QC | 025 | 830 | 2933.7
V2EIBTZ-05 | WS2EI VALVE BW T I-Z | WS2EI VALVE BW T I-Z | 025 | 830 | 2190.17
V2EIBTZ-18 | WS2EI VALVE BW T I-Z QC | WS2EI VALVE BW T I-Z QC | 025 | 830 | 2190.17
V2EIDMA-05 | WS2EI VALVE DN M I-A | WS2EI VALVE DN M I-A | 025 | 830 | 2957.17
V2EIDMA-18 | WS2EI VALVE DN M I-A QC | WS2EI VALVE DN M I-A QC | 025 | 830 | 2957.17
V2EIDMB-05 | WS2EI VALVE DN M I-B | WS2EI VALVE DN M I-B | 025 | 830 | 2957.17
V2EIDMB-18 | WS2EI VALVE DN M I-B QC | WS2EI VALVE DN M I-B QC | 025 | 830 | 2957.17
V2EIDMC-05 | WS2EI VALVE DN M I-C | WS2EI VALVE DN M I-C | 025 | 830 | 2957.17
V2EIDMC-18 | WS2EI VALVE DN M I-C QC | WS2EI VALVE DN M I-C QC | 025 | 830 | 2957.17
V2EIDMD-05 | WS2EI VALVE DN M I-D | WS2EI VALVE DN M I-D | 025 | 830 | 2957.17
V2EIDMD-18 | WS2EI VALVE DN M I-D QC | WS2EI VALVE DN M I-D QC | 025 | 830 | 2957.17
V2EIDME-05 | WS2EI VALVE DN M I-E | WS2EI VALVE DN M I-E | 025 | 830 | 2957.17
V2EIDME-18 | WS2EI VALVE DN M I-E QC | WS2EI VALVE DN M I-E QC | 025 | 830 | 2957.17
V2EIDMF-05 | WS2EI VALVE DN M I-F | WS2EI VALVE DN M I-F | 025 | 830 | 2957.17
V2EIDMF-18 | WS2EI VALVE DN M I-F QC | WS2EI VALVE DN M I-F QC | 025 | 830 | 2957.17
V2EIDMG-05 | WS2EI VALVE DN M I-G | WS2EI VALVE DN M I-G | 025 | 830 | 2957.17
V2EIDMG-18 | WS2EI VALVE DN M I-G QC | WS2EI VALVE DN M I-G QC | 025 | 830 | 2957.17
V2EIDTA-05 | WS2EI VALVE DN T I-A | WS2EI VALVE DN T I-A | 025 | 830 | 2214.92
V2EIDTA-18 | WS2EI VALVE DN T I-A QC | WS2EI VALVE DN T I-A QC | 025 | 830 | 2214.92
V2EIDTB-05 | WS2EI VALVE DN T I-B | WS2EI VALVE DN T I-B | 025 | 830 | 2214.92
V2EIDTB-18 | WS2EI VALVE DN T I-B QC | WS2EI VALVE DN T I-B QC | 025 | 830 | 2214.92
V2EIDTC-05 | WS2EI VALVE DN T I-C | WS2EI VALVE DN T I-C | 025 | 830 | 2214.92
V2EIDTC-18 | WS2EI VALVE DN T I-C QC | WS2EI VALVE DN T I-C QC | 025 | 830 | 2214.92
V2EIDTD-05 | WS2EI VALVE DN T I-D | WS2EI VALVE DN T I-D | 025 | 830 | 2214.92
V2EIDTD-18 | WS2EI VALVE DN T I-D QC | WS2EI VALVE DN T I-D QC | 025 | 830 | 2214.92
V2EIDTE-05 | WS2EI VALVE DN T I-E | WS2EI VALVE DN T I-E | 025 | 830 | 2214.92
V2EIDTE-18 | WS2EI VALVE DN T I-E QC | WS2EI VALVE DN T I-E QC | 025 | 830 | 2214.92
V2EIDTF-05 | WS2EI VALVE DN T I-F | WS2EI VALVE DN T I-F | 025 | 830 | 2214.92
V2EIDTF-18 | WS2EI VALVE DN T I-F QC | WS2EI VALVE DN T I-F QC | 025 | 830 | 2214.92
V2EIDTG-05 | WS2EI VALVE DN T I-G | WS2EI VALVE DN T I-G | 025 | 830 | 2214.92
V2EIDTG-18 | WS2EI VALVE DN T I-G QC | WS2EI VALVE DN T I-G QC | 025 | 830 | 2214.92
V2EIUMA-05 | WS2EI VALVE UP M I-A | WS2EI VALVE UP M I-A | 025 | 830 | 2987.95
V2EIUMA-18 | WS2EI VALVE UP M I-A QC | WS2EI VALVE UP M I-A QC | 025 | 830 | 2987.95
V2EIUMB-05 | WS2EI VALVE UP M I-B | WS2EI VALVE UP M I-B | 025 | 830 | 2987.95
V2EIUMB-18 | WS2EI VALVE UP M I-B QC | WS2EI VALVE UP M I-B QC | 025 | 830 | 2987.95
V2HBMZ-05 | WS2H VALVE BW M I-Z | WS2H VALVE BW M I-Z | 025 | 840 | 4914.47
V2HDMA-05 | WS2H VALVE DN M I-A | WS2H VALVE DN M I-A | 025 | 840 | 4939.22
V2HDMB-05 | WS2H VALVE DN M I-B | WS2H VALVE DN M I-B | 025 | 840 | 4939.22
V2HDMC-05 | WS2H VALVE DN M I-C | WS2H VALVE DN M I-C | 025 | 840 | 4939.22
V2HDMD-05 | WS2H VALVE DN M I-D | WS2H VALVE DN M I-D | 025 | 840 | 4939.22
V2HDME-05 | WS2H VALVE DN M I-E | WS2H VALVE DN M I-E | 025 | 840 | 4939.22
V2HDMF-05 | WS2H VALVE DN M I-F | WS2H VALVE DN M I-F | 025 | 840 | 4939.22
V2HDMG-05 | WS2H VALVE DN M I-G | WS2H VALVE DN M I-G | 025 | 840 | 4939.22
V2HDMH-05 | WS2H VALVE DN M I-H | WS2H VALVE DN M I-H | 025 | 840 | 4939.22
V3001 | WS1 BODY ASSEMBLY (DOWNFLOW) | WS1 BODY ASSEMBLY (DOWNFLOW) | 015 | 770 | 64.01
V3001-02 | WS1 MIXING VALVE BODY ASSEMBLY | WS1 MIXING VALVE BODY ASSEMBLY | 015 | 770 | 85.83
V3001-02UP | WS1 MIXING VALVE BODY UPFLOW ASSEMBLY | WS1 MIXING VALVE BODY UPFLOW ASSEMBLY | 015 | 770 | 85.83
V3001UP | WS1 BODY UPFLOW ASSEMBLY | WS1 BODY UPFLOW ASSEMBLY | 015 | 770 | 68.81
V3002 | WS1 DRIVE BRACKET ASSEMBLY W/MOTOR | WS1 DRIVE BRACKET ASSEMBLY W/MOTOR | 015 | 770 | 38.5
V3002-A | WS1 DRIVE BRACKET ASY NO MOTOR | WS1 DRIVE BRACKET ASY NO MOTOR | 015 | 770 | 15.98
V3003 | WS1 METER ASSEMBLY | WS1 METER ASSEMBLY | 015 | 770 | 89.25
V3003-01 | WS1 METER PLUG ASSEMBLY | WS1 METER PLUG ASSEMBLY | 015 | 770 | 6.07
V3003-02 | WS15/2/2H/3 COMMERCIAL METER ASSEMBLY | WS15/2/2H/3 COMMERCIAL METER ASSEMBLY | 025 | 860 | 119.7
V3004 | WS1 DRIVE CAP ASSEMBLY | WS1 DRIVE CAP ASSEMBLY | 015 | 770 | 36.94
V3005-02 | WS1 EDPM SPACER STACK ASSEMBLY | WS1 EDPM SPACER STACK ASSEMBLY | 015 | 770 | 52.9
V3006 | WS1 BYPASS ASSEMBLY | WS1 BYPASS ASSEMBLY | 015 | 760 | 45.46
V3007 | WS1 FITTING 1” PVC MALE NPT ELBOW ASSEMBLY | WS1 FITTING 1” PVC MALE NPT ELBOW ASSEMBLY | 015 | 760 | 11.5
V3007-01 | WS1 FITTING 3/4” X 1” PVC SOLVENT ELBOW ASSEMBLY | WS1 FITTING 3/4” X 1” PVC SOLVENT ELBOW ASSEMBLY | 015 | 760 | 11.5
V3007-02LF | WS1 FITTING 1" BRASS SWEAT ASSEMBLY LF | WS1 FITTING 1" BRASS SWEAT ASSEMBLY LF | 015 | 760 | 28.41
V3007-03LF | WS1 FITTING 3/4" BRASS SWEAT ASSEMBLY LF | WS1 FITTING 3/4" BRASS SWEAT ASSEMBLY LF | 015 | 760 | 22.33
V3007-04 | WS1 FITTING 1” PLASTIC MALE NPT ASSEMBLY | WS1 FITTING 1” PLASTIC MALE NPT ASSEMBLY | 015 | 760 | 16.36
V3007-05 | WS1 FITTING 1.25” PLASTIC MALE NPT ASSEMBLY | WS1 FITTING 1.25” PLASTIC MALE NPT ASSEMBLY | 015 | 760 | 17.62
V3007-06 | WS1 FITTING 1” PLASTIC MALE BSPT ASSEMBLY | WS1 FITTING 1” PLASTIC MALE BSPT ASSEMBLY | 015 | 760 | 17.62
V3007-07 | WS1 FITTING 1.25” & 1.5” PVC SOLVENT ASSEMBLY | WS1 FITTING 1.25” & 1.5” PVC SOLVENT ASSEMBLY | 015 | 760 | 24.55
V3007-08 | WS1 FITTING 1.25” PLASTIC MALE BSPT ASSEMBLY | WS1 FITTING 1.25” PLASTIC MALE BSPT ASSEMBLY | 015 | 760 | 18.88
V3007-09LF | WS1 FITTING 1-1/4" & 1-1/2" BRASS SWEAT ASSY LF | WS1 FITTING 1-1/4" & 1-1/2" BRASS SWEAT ASSY LF | 015 | 760 | 88.6
V3007-14 | WS1 FITTING 3/4” PLASTIC MALE BSPT ASSEMBLY | WS1 FITTING 3/4” PLASTIC MALE BSPT ASSEMBLY | 015 | 760 | 17.62
V3007-15 | WS1 FITTING 3/4" JOHN GUEST QC ELBOW ASSEMBLY | WS1 FITTING 3/4" JOHN GUEST QC ELBOW ASSEMBLY | 015 | 760 | 39.95
V3007-16 | WS1 FITTING 1" PVC MALE BSPT 90 ASSEMBLY | WS1 FITTING 1" PVC MALE BSPT 90 ASSEMBLY | 015 | 760 | 11.5
V3007-17 | WS1 FITTING 1" JOHN GUEST QC ASSEMBLY | WS1 FITTING 1" JOHN GUEST QC ASSEMBLY | 015 | 760 | 55.66
V3007-19 | WS1 FITTING 3/4" STRAIGHT JOHN GUEST QC | WS1 FITTING 3/4" STRAIGHT JOHN GUEST QC | 015 | 760 | 39.45
V3008-02 | WS1 DRAIN FITTING 1” STRAIGHT W/SILENCER | WS1 DRAIN FITTING 1” STRAIGHT W/SILENCER | 015 | 760 | 21.34
V3008-04 | WS1 DRAIN FITTING 1” STRAIGHT W/O SILENCER | WS1 DRAIN FITTING 1” STRAIGHT W/SILENCER | 015 | 760 | 21.34
V3008-05 | WS2 DRAIN FITTING 1” MALE NPT STRAIGHT W/O SILENCER | WS2 DRAIN FITTING 1” MALE NPT STRAIGHT W/O SILENCER | 025 | 850 | 37.57
V3009 | WS1 AUXILIARY MICROSWITCH ASSEMBLY | WS1 AUXILIARY MICROSWITCH ASSEMBLY | 015 | 760 | 20.34
V3010-15B | WS1.5 / WS2 INJECTOR ASSEMBLY B VIOLET | WS1.5 / WS2 INJECTOR ASSEMBLY B VIOLET | 025 | 860 | 28.96
V3010-15C | WS1.5 / WS2 INJECTOR ASSEMBLY C RED | WS1.5 / WS2 INJECTOR ASSEMBLY C RED | 025 | 860 | 28.96
V3010-15D | WS1.5 / WS2 INJECTOR ASSEMBLY D WHITE | WS1.5 / WS2 INJECTOR ASSEMBLY D WHITE | 025 | 860 | 28.96
V3010-15E | WS1.5 / WS2 INJECTOR ASSEMBLY E BLUE | WS1.5 / WS2 INJECTOR ASSEMBLY E BLUE | 025 | 860 | 28.96
V3010-15F | WS1.5 / WS2 INJECTOR ASSEMBLY F YELLOW | WS1.5 / WS2 INJECTOR ASSEMBLY F YELLOW | 025 | 860 | 28.96
V3010-15G | WS1.5 / WS2 INJECTOR ASSEMBLY G GREEN | WS1.5 / WS2 INJECTOR ASSEMBLY G GREEN | 025 | 860 | 28.96
V3010-15H | WS1.5 / WS2 INJECTOR ASSEMBLY H ORANGE | WS1.5 / WS2 INJECTOR ASSEMBLY H ORANGE | 025 | 860 | 28.96
V3010-15Z | WS1.5 / WS2 INJECTOR ASSEMBLY Z PLUG | WS1.5 / WS2 INJECTOR ASSEMBLY Z PLUG | 025 | 860 | 9.38
V3010-1A | WS1 INJECTOR ASSEMBLY A BLACK | WS1 INJECTOR ASSEMBLY A BLACK | 015 | 770 | 5.17
V3010-1B | WS1 INJECTOR ASSEMBLY B BROWN | WS1 INJECTOR ASSEMBLY B BROWN | 015 | 770 | 5.17
V3010-1C | WS1 INJECTOR ASSEMBLY C VIOLET | WS1 INJECTOR ASSEMBLY C VIOLET | 015 | 770 | 5.17
V3010-1D | WS1 INJECTOR ASSEMBLY D RED | WS1 INJECTOR ASSEMBLY D RED | 015 | 770 | 5.17
V3010-1E | WS1 INJECTOR ASSEMBLY E WHITE | WS1 INJECTOR ASSEMBLY E WHITE | 015 | 770 | 5.17
V3010-1F | WS1 INJECTOR ASSEMBLY F BLUE | WS1 INJECTOR ASSEMBLY F BLUE | 015 | 770 | 5.17
V3010-1G | WS1 INJECTOR ASSEMBLY G YELLOW | WS1 INJECTOR ASSEMBLY G YELLOW | 015 | 770 | 5.17
V3010-1H | WS1 INJECTOR ASSEMBLY H GREEN | WS1 INJECTOR ASSEMBLY H GREEN | 015 | 770 | 5.17
V3010-1I | WS1 INJECTOR ASSEMBLY I ORANGE | WS1 INJECTOR ASSEMBLY I ORANGE | 015 | 770 | 5.17
V3010-1J | WS1 INJECTOR ASSEMBLY J LIGHT BLUE | WS1 INJECTOR ASSEMBLY J LIGHT BLUE | 015 | 770 | 5.17
V3010-1K | WS1 INJECTOR ASSEMBLY K LIGHT GREEN | WS1 INJECTOR ASSEMBLY K LIGHT GREEN | 015 | 770 | 5.17
V3010-1Z | WS1 INJECTOR ASSEMBLY Z PLUG | WS1 INJECTOR ASSEMBLY Z PLUG | 015 | 770 | 1.78
V3010-2-15 | WS2/2H TO WS15 INJECTOR ADAPTOR ASSEMBLY | WS2/2H TO WS15 INJECTOR ADAPTOR ASSEMBLY | 025 | 860 | 32.73
V3010-2A | WS2/2H/3 INJECTOR ASSEMBLY A | WS2/2H/3 INJECTOR ASSEMBLY A | 025 | 860 | 35.29
V3010-2B | WS2/2H/3 INJECTOR ASSEMBLY B | WS2/2H/3 INJECTOR ASSEMBLY B | 025 | 860 | 35.29
V3010-2C | WS2/2H/3 INJECTOR ASSEMBLY C | WS2/2H/3 INJECTOR ASSEMBLY C | 025 | 860 | 35.29
V3010-2D | WS2/2H/3 INJECTOR ASSEMBLY D | WS2/2H/3 INJECTOR ASSEMBLY D | 025 | 860 | 35.29
V3010-2E | WS2/2H/3 INJECTOR ASSEMBLY E | WS2/2H/3 INJECTOR ASSEMBLY E | 025 | 860 | 35.29
V3010-2F | WS2/2H/3 INJECTOR ASSEMBLY F | WS2/2H/3 INJECTOR ASSEMBLY F | 025 | 860 | 35.29
V3010-2G | WS2/2H/3 INJECTOR ASSEMBLY G | WS2/2H/3 INJECTOR ASSEMBLY G | 025 | 860 | 35.29
V3010-2H | WS2H/3 INJECTOR ASSEMBLY H | WS2H/3 INJECTOR ASSEMBLY H | 025 | 860 | 65.42
V3010-2R-15B | WS2/WS2H INJECTOR R MODIFIED ASSEMBLY W/3010-15B (12” DOWNFLOW) | WS2/WS2H INJECTOR R MODIFIED ASSEMBLY W/3010-15B (12” DOWNFLOW) | 025 | 860 | 49.47
V3010-2S-15C | WS2/WS2H INJECTOR S MODIFIED ASSEMBLY W/3010-15C (13” DOWNFLOW) | WS2/WS2H INJECTOR S MODIFIED ASSEMBLY W/3010-15C (13” DOWNFLOW) | 025 | 860 | 49.47
V3010-2T-15D | WS2/WS2H INJECTOR T MODIFIED ASSEMBLY W/3010-15D (14” DOWNFLOW) | WS2/WS2H INJECTOR T MODIFIED ASSEMBLY W/3010-15D (14” DOWNFLOW) | 025 | 860 | 49.47
V3010-2U-15E | WS2/WS2H INJECTOR U MODIFIED ASSEMBLY W/3010-15E (16” DOWNFLOW) | WS2/WS2H INJECTOR U MODIFIED ASSEMBLY W/3010-15E (16” DOWNFLOW) | 025 | 860 | 49.47
V3011 | WS1 PISTON DOWNFLOW ASSEMBLY | WS1 PISTON DOWNFLOW ASSEMBLY | 015 | 770 | 14.89
V3011-01 | WS1 PISTON UPFLOW ASSEMBLY | WS1 PISTON UPFLOW ASSEMBLY | 015 | 770 | 35.47
V3013 | WS1 MIXING VALVE ASSEMBLY | WS1 MIXING VALVE ASSEMBLY | 015 | 770 | 38.74
V3014 | WS1 SERIES MICROSWITCH ASSEMBLY | WS1 SERIES MICROSWITCH ASSEMBLY | 015 | 760 | 44.19
V3017 | WS2 SERVICE OR FILL SWITCH ASSEMBLY | WS2 SERVICE OR FILL SWITCH ASSEMBLY | 025 | 850 | 42.66
V3020 | WS1.25 BODY ASSEMBLY 1.32” DISTRIBUTOR (DOWNFLOW) | WS1.25 BODY ASSEMBLY 1.32” DISTRIBUTOR (DOWNFLOW) | 015 | 770 | 114.73
V3020-01 | WS1.25 BODY ASSEMBLY W/MIXING 1.32” DISTRIBUTOR (DOWNFLOW) | WS1.25 BODY ASSEMBLY W/MIXING 1.32” DISTRIBUTOR (DOWNFLOW) | 015 | 770 | 136.55
V3020-02 | WS125 BODY 32MM ASSEMBLY | WS125 BODY 32MM ASSEMBLY | 015 | 770 | 114.73
V3020-03 | WS125 MIXING VALVE BODY ASSEMBLY (32MM DISTRIBUTOR) | WS125 MIXING VALVE BODY ASSEMBLY (32MM DISTRIBUTOR) | 015 | 770 | 136.55
V3022 | WS1 STACK PULLER ASSEMBLY | WS1 STACK PULLER ASSEMBLY | 015 | 760 | 26.03
V3030-01 | SYSTEM CONTROLLER BOX | SYSTEM CONTROLLER BOX | 015 | 760 | 1679.98
V3031 | T1 BODY SHAFT WATER REGEN | T1 BODY SHAFT WATER REGEN | 015 | 770 | 168.82
V3034 | WS15 PLASTIC MOTORIZED ALTERNATING VALVE | WS15 PLASTIC MOTORIZED ALTERNATING VALVE | 025 | 850 | 420.46
V3035 | WS15 PLASTIC NO HARD WATER BYPASS VALVE | WS15 PLASTIC NO HARD WATER BYPASS VALVE | 025 | 850 | 420.46
V3040BSPT | WS1.5 METER ASSEMBLY BSPT | WS1.5 METER ASSEMBLY BSPT | 025 | 850 | 671.98
V3040BSPT-15 | WS1.5 METER ASSEMBLY BSPT 15 FOOT METER CABLE | WS1.5 METER ASSEMBLY BSPT 15 FOOT METER CABLE | 025 | 850 | 706.16
V3045BSPT | WS15P METER ASSEMBLY BSPT 28" METER CABLE | WS15P METER ASSEMBLY BSPT 28" METER CABLE | 025 | 850 | 585.23
V3045BSPT-15 | WS15P METER ASSEMBLY BSPT 15' METER CABLE | WS15P METER ASSEMBLY BSPT 15' METER CABLE | 025 | 850 | 614.95
V3051BSPT | WS2H/3 DLFC ASSY 2 M-BSPT X 2 F-BSPT (NO DLFC BUTTONS) | WS2H/3 DLFC ASSY 2 M-BSPT X 2 F-BSPT (NO DLFC BUTTONS) | 025 | 850 | 304.48
V3052 | WS2 / WS2H DLFC RETAINER ASSEMBLY | WS2 / WS2H DLFC RETAINER ASSEMBLY | 025 | 860 | 75.22
V3053 | WS2 2-1/2” GROOVE LOCK CLAMP ASSEMBLY | WS2 2-1/2” GROOVE LOCK CLAMP ASSEMBLY | 025 | 850 | 153.63
V3054 | WS2 QC/2H 4” BASE CLAMP ASSEMBLY | WS2 QC/2H 4” BASE CLAMP ASSEMBLY | 025 | 860 | 87.91
V3055 | WS2H/2 QC 6” FLANGE BASE ASSEMBLY | WS2H/2 QC 6” FLANGE BASE ASSEMBLY | 025 | 850 | 368.8
V3064 | WS2H/2 QC 4” BASE ASSEMBLY | WS2H/2 QC 4” BASE ASSEMBLY | 025 | 850 | 218.86
V3065 | WS2H SPACER STACK ASSEMBLY | WS2H SPACER STACK ASSEMBLY | 025 | 860 | 193.7
V3066 | WS2H DRIVE ASSEMBLY | WS2H DRIVE ASSEMBLY | 025 | 860 | 298.31
V3067 | WS2H/3 BRINE BODY ASSEMBLY | WS2H/3 BRINE BODY ASSEMBLY | 025 | 860 | 68.55
V3068 | WS2H/3 POD FRONT/BACK COVERS - POD ONLY, ASSY W/BOARD IS V3082 | WS2H/3 POD FRONT/BACK COVERS - POD ONLY, ASSY W/BOARD IS V3082 | 025 | 860 | 55.7
V3069FF-01 | WS1/125 MAV FEMALE X FEMALE 3-WIRE | WS1/125 MAV FEMALE X FEMALE 3-WIRE | 015 | 760 | 259.76
V3069MM-01 | WS1/125 MAV MALE X MALE 3-WIRE | WS1/125 MAV MALE X MALE 3-WIRE | 015 | 760 | 259.76
V3070FF | WS1 & WS1.25 NO HARD WATER BY-PASS VALVE FEMALE X FEMALE | WS1 & WS1.25 NO HARD WATER BY-PASS VALVE FEMALE X FEMALE | 015 | 760 | 242.77
V3070FM | WS1 & WS1.25 NO HARD WATER BY-PASS VALVE FEMALE X MALE | WS1 & WS1.25 NO HARD WATER BY-PASS VALVE FEMALE X MALE | 015 | 760 | 242.77
V3071BSPT | MOTORIZED ALTERNATING VALVE 1,5” BSPT | MOTORIZED ALTERNATING VALVE 1,5” BSPT | 025 | 850 | 659.42
V3072 | WS1/1.25/1.5 MOTORIZED ALTERNATING VALVE/NO HARD WATER BY-PASS DRIVE ASS | WS1/1.25/1.5 MOTORIZED ALTERNATING VALVE/NO HARD WATER BY-PASS DRIVE ASS | 015 | 770 | 40.43
V3073 | MOTORIZED ALTERNATING VALVE/NO HARD WATER BY-PASS COVER ASSEMBLY | MOTORIZED ALTERNATING VALVE/NO HARD WATER BY-PASS COVER ASSEMBLY | 015 | 770 | 30.89
V3074 | WS1/1.25/1.5 MOTORIZED ALTERNATING VALVE/NO HARD WATER BY-PASS STACK ASS | MOTORIZED ALTERNATING VALVE/NO HARD WATER BY-PASS COVER ASSEMBLY | 015 | 770 | 25.61
V3076BSPT | WS2 MAV BSPT REVISION 2 (PISTON STYLE) | WS2 MAV BSPT REVISION 2 (PISTON STYLE) | 025 | 850 | 908.18
V3077 | MAV/NO HARD WATER BY-PASS STACK ASSEMBLY (PISTON STYLE) | MAV/NO HARD WATER BY-PASS STACK ASSEMBLY (PISTON STYLE) | 015 | 770 | 46.44
V3078 | MAV/NO HARD WATER BY-PASS DRIVE CAP ASSEMBLY (PISTON STYLE) | MAV/NO HARD WATER BY-PASS DRIVE CAP ASSEMBLY (PISTON STYLE) | 015 | 770 | 66.79
V3079BSPT | WS15 DLFC ASSY 1.25 M-NPT X 1.5 F-BSPT (NO DLFC BUTTONS) | WS15 DLFC ASSY 1.25 M-NPT X 1.5 F-BSPT (NO DLFC BUTTONS) | 015 | 760 | 144.25
V3080BSPT | WS2 DLFC ASSY 1.5 M-NPT X 1.5 F-BSPT (NO DLFC BUTTONS) | WS2 DLFC ASSY 1.5 M-NPT X 1.5 F-BSPT (NO DLFC BUTTONS) | 025 | 850 | 188.46
V3081 | WS1.5 RETAINER DLFC ASSEMBLY | WS1.5 RETAINER DLFC ASSEMBLY | 025 | 860 | 26.6
V3082-01 | WS2H/3 GRAPHICS POD ASSEMBLY WITH BOARD | WS2H/3 GRAPHICS POD ASSEMBLY WITH BOARD | 025 | 860 | 584.36
V3083BSPT | WS3 MOTORIZED ALTERNATING VALVE BSPT | WS3 MOTORIZED ALTERNATING VALVE BSPT | 025 | 850 | 2014.17
V3084 | WS3 MOTORIZED ALTERNATING VALVE STACK ASSEMBLY | WS3 MOTORIZED ALTERNATING VALVE STACK ASSEMBLY | 025 | 860 | 109.49
V3085 | WS3 MOTORIZED ALTERNATING VALVE DRIVE CAP ASSEMBLY | WS3 MOTORIZED ALTERNATING VALVE DRIVE CAP ASSEMBLY | 025 | 860 | 219.76
V3090 | WS3 6” FLANGE BASE ASSEMBLY | WS3 6” FLANGE BASE ASSEMBLY | 025 | 850 | 380.13
V3091 | WS3 BASE CLAMP ASSEMBLY | WS3 BASE CLAMP ASSEMBLY | 025 | 860 | 132.84
V3092 | WS3 STACK ASSEMBLY | WS3 STACK ASSEMBLY | 025 | 860 | 203.03
V3093 | WS3 DRIVE ASSEMBLY | WS3 DRIVE ASSEMBLY | 025 | 860 | 244.93
V3094BSPT | WS2 METER ASSEMBLY MALE X FEMALE BSPT | WS2 METER ASSEMBLY MALE X FEMALE BSPT | 025 | 850 | 687.85
V3094BSPT-15 | WS2 METER ASSEMBLY MALE X FEMALE BSPT 15' METER CABLE | WS2 METER ASSEMBLY MALE X FEMALE BSPT 15' METER CABLE | 025 | 850 | 722
V3095BSPT | WS3 3" METER ASSEMBLY BSPT MALE X FEMALE | WS3 3" METER ASSEMBLY BSPT MALE X FEMALE | 025 | 850 | 2056.23
V3095BSPT-15 | WS3 3" METER ASSEMBLY BSPT M X F 15' METER CABL | WS3 MOTORIZED ALTERNATING VALVE BSPT | 025 | 850 | 2135.73
V3097BSPT | 15" NO HARD WATER BYPASS MALE X FEMALE BSPT | 15" NO HARD WATER BYPASS MALE X FEMALE BSPT | 025 | 850 | 402.67
V3098BSPT | 2" NO HARD WATER BYPASS MALE X FEMALE BSPT | 2" NO HARD WATER BYPASS MALE X FEMALE BSPT | 025 | 850 | 483.01
V3099BSPT | WS3 NO HARD WATER BYPASS MALE X FEMALE BSPT | WS3 NO HARD WATER BYPASS MALE X FEMALE BSPT | 025 | 850 | 1541.91
V3105 | O-RING 215 (WS1 DIST TUBE, 1” FLOW CONTROL, METER, FITTING KITS) | O-RING 215 (WS1 DIST TUBE, 1” FLOW CONTROL, METER, FITTING KITS) | 015 | 770 | 0.52
V3107-01 | WS1 MOTOR ASSEMBLY | WS1 MOTOR ASSEMBLY | 015 | 770 | 18.57
V3107-03 | WS1 MOTOR AND WIRE CONNECTION | WS1 MOTOR AND WIRE CONNECTION | 015 | 770 | 14.67
V3108-11BOARD | WS1/125 PC BOARD XMEGA REPLACEMENT | WS1/125 PC BOARD XMEGA REPLACEMENT | 015 | 770 | 136.34
V3108CI-06BOARD | WS1THRU2L/2 CI PC BOARD RELAY REPLACEMENT | WS1THRU2L/2 CI PC BOARD RELAY REPLACEMENT | 015 | 770 | 145.56
V3109 | WS1 DRIVE GEAR COVER | WS1 DRIVE GEAR COVER | 015 | 770 | 3.41
V3110 | WS1 DRIVE REDUCING GEAR DECAL | WS1 DRIVE REDUCING GEAR DECAL | 015 | 770 | 1.89
V3110-01 | WS1 DRIVE REDUCING GEAR PLAIN | WS1 DRIVE REDUCING GEAR PLAIN | 015 | 770 | 1.48
V3116-01 | LABEL FOR INJECTOR C | LABEL FOR INJECTOR C | 015 | 770 | 0.21
V3116-02 | LABEL FOR INJECTOR D | LABEL FOR INJECTOR D | 015 | 770 | 0.21
V3116-03 | LABEL FOR INJECTOR E | LABEL FOR INJECTOR E | 015 | 770 | 0.21
V3116-04 | LABEL FOR INJECTOR F | LABEL FOR INJECTOR F | 015 | 770 | 0.21
V3116-06 | LABEL FOR INJECTOR PLUG | LABEL FOR INJECTOR PLUG | 015 | 770 | 0.21
V3116-08 | LABEL FOR INJECTOR A | LABEL FOR INJECTOR A | 015 | 770 | 0.21
V3116-09 | LABEL FOR INJECTOR B | LABEL FOR INJECTOR B | 015 | 770 | 0.21
V3116-10 | LABEL FOR INJECTOR G | LABEL FOR INJECTOR G | 015 | 770 | 0.21
V3118-01 | WS1 TURBINE ASSEMBLY | WS1 TURBINE ASSEMBLY | 015 | 770 | 23.73
V3118-03 | WS15/2 TURBINE ASSEMBLY | WS15/2 TURBINE ASSEMBLY | 025 | 860 | 29.15
V3129 | O-RING 109 | O-RING 109 | 015 | 770 | 0.19
V3135 | O-RING 228 (DRIVE CAP ASSEMBLY) | O-RING 228 (DRIVE CAP ASSEMBLY) | 015 | 770 | 1.63
V3145 | WS1 BYPASS 1” ROTOR | WS1 BYPASS 1” ROTOR | 015 | 770 | 4.8
V3146 | WS1 BYPASS CAP | WS1 BYPASS CAP | 015 | 770 | 2.41
V3147 | WS1 BYPASS HANDLE | WS1 BYPASS HANDLE | 015 | 770 | 1.64
V3148 | WS1 BYPASS ROTOR SEAL RETAINER | WS1 BYPASS ROTOR SEAL RETAINER | 015 | 770 | 0.51
V3149 | WS1 BYPASS ROTOR SEAL RETAINER | WS1 BYPASS ROTOR SEAL RETAINER | 015 | 770 | 3.15
V3150 | WS1 SPLIT RING | WS1 SPLIT RING | 015 | 770 | 0.54
V3151 | WS1 NUT 1” QC | WS1 NUT 1” QC | 015 | 770 | 1.63
V3152 | O-RING 135 (INJECTOR & BYPASS CAP) | O-RING 135 (INJECTOR & BYPASS CAP) | 015 | 770 | 1.14
V3155 | O-RING 112 (BYPASS ROTOR STEM) | O-RING 112 (BYPASS ROTOR STEM) | 015 | 770 | 0.38
V3156 | O-RING 214 (BYPASS) | O-RING 214 (BYPASS) | 015 | 770 | 0.52
V3158-01 | WS1 DRAIN ELBOW 3/4” MALE ASSEMBLY | WS1 DRAIN ELBOW 3/4” MALE ASSEMBLY | 015 | 770 | 5.17
V3158-02 | WS1 DRAIN ELBOW 3/4” MALE ASSEMBLY (NO SILENCER) | WS1 DRAIN ELBOW 3/4” MALE ASSEMBLY (NO SILENCER) | 015 | 770 | 3.43
V3158-03 | WS1 DRN ELBOW 3/4 MALE NO HOLE | WS1 DRN ELBOW 3/4 MALE NO HOLE | 025 | 860 | 2.15
V3158-04 | WS2 DRAIN ELBOW 3/4" MALE NPT NO SILENCER | WS2 DRAIN ELBOW 3/4" MALE NPT NO SILENCER | 025 | 850 | 29.03
V3159-01 | WS1 DLFC RETAINER ASSEMBLY | WS1 DLFC RETAINER ASSEMBLY | 015 | 770 | 2.02
V3162-007 | WS1 DLFC 007 (0.7 GPM) FOR 3/4” | WS1 DLFC 007 (0.7 GPM) FOR 3/4” | 015 | 760 | 2.66
V3162-010 | WS1 DLFC 010 (1.0 GPM) FOR 3/4” | WS1 DLFC 010 (1.0 GPM) FOR 3/4” | 015 | 760 | 2.66
V3162-013 | WS1 DLFC 013 (1.3 GPM) FOR 3/4” | WS1 DLFC 013 (1.3 GPM) FOR 3/4” | 015 | 760 | 2.66
V3162-017 | WS1 DLFC 017 (1.7 GPM) FOR 3/4” | WS1 DLFC 017 (1.7 GPM) FOR 3/4” | 015 | 760 | 2.66
V3162-022 | WS1 DLFC 022 (2.2 GPM) FOR 3/4” | WS1 DLFC 022 (2.2 GPM) FOR 3/4” | 015 | 760 | 2.66
V3162-027 | WS1 DLFC 027 (2.7 GPM) FOR 3/4” | WS1 DLFC 027 (2.7 GPM) FOR 3/4” | 015 | 760 | 2.66
V3162-032 | WS1 DLFC 032 (3.2 GPM) FOR 3/4” | WS1 DLFC 032 (3.2 GPM) FOR 3/4” | 015 | 760 | 2.66
V3162-042 | WS1 DLFC 042 (4.2 GPM) FOR 3/4” | WS1 DLFC 042 (4.2 GPM) FOR 3/4” | 015 | 760 | 2.66
V3162-053 | WS1 DLFC 053 (5.3 GPM) FOR 3/4” | WS1 DLFC 053 (5.3 GPM) FOR 3/4” | 015 | 760 | 2.66
V3162-065 | WS1 DLFC 065 (6.5 GPM) FOR 3/4” | WS1 DLFC 065 (6.5 GPM) FOR 3/4” | 015 | 760 | 2.66
V3162-075 | WS1 DLFC 075 (7.5 GPM) FOR 3/4” | WS1 DLFC 075 (7.5 GPM) FOR 3/4” | 015 | 760 | 2.66
V3162-090 | WS1 DLFC 090 (9.0 GPM) FOR 3/4” | WS1 DLFC 090 (9.0 GPM) FOR 3/4” | 015 | 760 | 2.66
V3162-100 | WS1 DLFC 100 (10.0 GPM) FOR 3/4” | WS1 DLFC 100 (10.0 GPM) FOR 3/4” | 015 | 760 | 2.66
V3163 | O-RING 019 (BRINE & DRAIN ELBOW) | O-RING 019 (BRINE & DRAIN ELBOW) | 015 | 770 | 0.52
V3164 | WS1 FITTING 1” PLASTIC MALE NPT | WS1 FITTING 1” PLASTIC MALE NPT | 015 | 770 | 5.87
V3165-01 | WS1 REFILL FLOW CONTROL RETAINER ASSEMBLY | WS1 REFILL FLOW CONTROL RETAINER ASSEMBLY | 015 | 770 | 5.31
V3166 | WS1 DRAIN FITTING BODY 1” WITHOUT SILENCER | WS1 DRAIN FITTING BODY 1” WITHOUT SILENCER | 015 | 770 | 6.84
V3166-01 | WS1 DRAIN FITTING BODY 1” WITH SILENCER | WS1 DRAIN FITTING BODY 1” WITH SILENCER | 015 | 770 | 4.57
V3167 | WS1 DRAIN FITTING ADAPTER 1” | WS1 DRAIN FITTING ADAPTER 1” | 015 | 770 | 5.17
V3170 | O-RING 011 (INJECTOR LOWER) | O-RING 011 (INJECTOR LOWER) | 015 | 770 | 0.38
V3171 | O-RING 013 (INJECTOR UPPER) | O-RING 013 (INJECTOR UPPER) | 015 | 770 | 0.38
V3174 | WS1/125/15 REGENERANT/BRINE PISTO | WS1/125/15 REGENERANT/BRINE PISTO | 015 | 770 | 10.36
V3175-01 | WS1 FRONT COVER ASSEMBLY BLACK | WS1 FRONT COVER ASSEMBLY BLACK | 015 | 770 | 19.19
V3175-01A | WS1 FRONT COVER ASSEMBLY ALMOND | O-RING 109 | 015 | 770 | 19.19
V3175-01B | WS1 FRONT COVER ASSEMBLY BLUE | WS1 FRONT COVER ASSEMBLY BLUE | 015 | 770 | 19.19
V3175-01R | WS1 FRONT COVER ASSEMBLY PLATINUM | WS1 FRONT COVER ASSEMBLY PLATINUM | 015 | 770 | 19.19
V3175-01W | WS1 FRONT COVER ASSEMBLY WHITE | WS1 FRONT COVER ASSEMBLY WHITE | 015 | 770 | 19.19
V3175CI-01 | WS1CI FRONT COVER ASSEMBLY BLACK | WS1CI FRONT COVER ASSEMBLY BLACK | 015 | 770 | 22.27
V3175CI-01A | WS1CI FRONT COVER ASSEMBLY ALMOND | WS1CI FRONT COVER ASSEMBLY ALMOND | 015 | 770 | 22.27
V3175CI-01B | WS1CI FRONT COVER ASSEMBLY BLUE | WS1CI FRONT COVER ASSEMBLY BLUE | 015 | 770 | 22.27
V3175EE-01 | WS1EE/EI FRONT COVER ASSEMBLY BLACK | WS1EE/EI FRONT COVER ASSEMBLY BLACK | 015 | 770 | 19.19
V3175EE-01A | WS1EE/EI FRONT COVER ASSEMBLY ALMOND | WS1EE/EI FRONT COVER ASSEMBLY ALMOND | 015 | 770 | 19.19
V3175EE-01B | WS1EE/EI FRONT COVER ASSEMBLY BLUE | WS1EE/EI FRONT COVER ASSEMBLY BLUE | 015 | 770 | 19.19
V3175EE-01R | WS1EE/EI FRONT COVER ASSEMBLY PLATINUM | WS1EE/EI FRONT COVER ASSEMBLY PLATINUM | 015 | 770 | 19.19
V3175EE-01W | WS1EE/EI FRONT COVER ASSEMBLY WHITE | WS1EE/EI FRONT COVER ASSEMBLY WHITE | 015 | 770 | 19.19
V3175TC-01 | WS1TC FRONT COVER ASSEMBLY BLACK | WS1TC FRONT COVER ASSEMBLY BLACK | 015 | 770 | 19.19
V3175TC-01A | WS1TC FRONT COVER ASSEMBLY ALMOND | WS1TC FRONT COVER ASSEMBLY ALMOND | 015 | 770 | 19.19
V3175TC-01B | WS1TC FRONT COVER ASSEMBLY BLUE | WS1TC FRONT COVER ASSEMBLY BLUE | 015 | 770 | 19.19
V3175TC-01R | WS1TC FRONT COVER ASSEMBLY PLATINUM | WS1TC FRONT COVER ASSEMBLY PLATINUM | 015 | 770 | 19.19
V3175TC-01W | WS1TC FRONT COVER ASSEMBLY WHITE | WS1TC FRONT COVER ASSEMBLY WHITE | 015 | 770 | 19.19
V3175WC-A | WS1 WEATHER COVER ALMOND | WS1 WEATHER COVER ALMOND | 015 | 760 | 19.38
V3175WC-W | WS1 WEATHER COVER WHITE | WS1 WEATHER COVER WHITE | 015 | 760 | 19.38
V3176 | WS1 INJECTOR CAP | WS1 INJECTOR CAP | 015 | 770 | 2.73
V3177-01 | WS1 INJECTOR SCREEN | WS1 INJECTOR SCREEN | 015 | 770 | 2.41
V3178 | WS1 DRIVE BACK PLATE | WS1 DRIVE BACK PLATE | 015 | 770 | 9.1
V3180 | O-RING 337 (MINERAL TANK) | O-RING 337 (MINERAL TANK) | 015 | 770 | 2.66
V3182 | WS1 REFILL FLOW CONTROL (0,5 GPM) | WS1 REFILL FLOW CONTROL (0,5 GPM) | 015 | 770 | 1.4
V3186-01 | WS1 AC ADAPTER (TRANSFORMER) CORD ONLY 15 FEET | WS1 AC ADAPTER (TRANSFORMER) CORD ONLY 15 FEET | 015 | 760 | 19.14
V3186-05OD | WS1 P-SUPPLY US 15VDC OUTDOOR // US VERSION | WS1 P-SUPPLY US 15VDC OUTDOOR // US VERSION | 015 | 760 | 39.57
V3186-06 | WS1 AC POWER SUPPLY (TRANSF.) US 15 VOLT DC | WS1 AC POWER SUPPLY (TRANSF.) US 15 VOLT DC | 015 | 760 | 24.62
V3186-36 | WS1 AC ADAPTER CORD ONLY 36 FEET | WS1 AC ADAPTER CORD ONLY 36 FEET | 015 | 760 | 40.73
V3186AUS | WS1 AC ADAPTER (TRANSFORMER) 220V – 240V 12V AUSTRALIA | WS1 AC ADAPTER (TRANSFORMER) 220V – 240V 12V AUSTRALIA | 015 | 760 | 24.61
V3186AUS-05 | WS1 AC POWER SUPPLY (TRANSFORMER) AUS 15 VOLT DC | WS1 AC POWER SUPPLY (TRANSFORMER) AUS 15 VOLT DC | 015 | 760 | 25.95
V3186AUS-OD | WS1 AC ADAPTER (TRANSFORMER) 240V-12V AUSTRALIAN (OUTDOOR) | WS1 AC POWER SUPPLY (TRANSFORMER) AUS 15 VOLT DC | 015 | 760 | 27.85
V3186EU-05OD | WS1 P-SUPPLY EU 15VDC OUTDOOR // EU VERSION | WS1 P-SUPPLY EU 15VDC OUTDOOR // EU VERSION | 015 | 760 | 43.2
V3186EU-06 | WS1 AC POWER SUPPLY (TRANSFORMER) EU 15 VOLT DC | WS1 AC POWER SUPPLY (TRANSFORMER) EU 15 VOLT DC | 015 | 760 | 24.61
V3186UK-06 | WS1 POWER SUPPLY (TRANSFORMER) UK 15 VOLT DC HOCP | WS1 POWER SUPPLY (TRANSFORMER) UK 15 VOLT DC HOCP | 015 | 760 | 28.98
V3188-01LF | WS1 FITTING 3/4" BRASS SWEAT LF | WS1 FITTING 3/4" BRASS SWEAT LF | 015 | 760 | 8.77
V3188-LF | WS1 FITTING 1" BRASS SWEAT LF | WS1 FITTING 1" BRASS SWEAT LF | 015 | 760 | 11.68
V3189 | WS1 FITTING 3/4” & 1” PVC SOLVENT ELBOW | WS1 FITTING 3/4” & 1” PVC SOLVENT ELBOW | 015 | 770 | 3.15
V3190-090 | WS1 DLFC 090 (9.0 GPM) FOR 1” | WS1 DLFC 090 (9.0 GPM) FOR 1” | 025 | 850 | 6.57
V3190-100 | WS1 DLFC 100 (10.0 GPM) FOR 1” | WS1 DLFC 100 (10.0 GPM) FOR 1” | 025 | 850 | 6.57
V3190-110 | WS1 DLFC 110 (11.0 GPM) FOR 1” | WS1 DLFC 110 (11.0 GPM) FOR 1” | 025 | 850 | 6.57
V3190-130 | WS1 DLFC 130 (13.0 GPM) FOR 1” | WS1 DLFC 130 (13.0 GPM) FOR 1” | 025 | 850 | 6.57
V3190-150 | WS1 DLFC 150 (15.0 GPM) FOR 1” | WS1 DLFC 150 (15.0 GPM) FOR 1” | 025 | 850 | 6.57
V3190-170 | WS1 DLFC 170 (17.0 GPM) FOR 1” | WS1 DLFC 170 (17.0 GPM) FOR 1” | 025 | 850 | 6.57
V3190-200 | WS1 DLFC 200 (20.0 GPM) FOR1” | WS1 DLFC 200 (20.0 GPM) FOR1” | 025 | 850 | 6.57
V3190-250 | WS1 DLFC 250 (25.0 GPM) FOR 1” | WS1 DLFC 250 (25.0 GPM) FOR 1” | 025 | 850 | 6.57
V3191 | WS1 BYPASS VERTICAL ADAPTER | WS1 BYPASS VERTICAL ADAPTER | 015 | 770 | 7.24
V3191-01 | WS1 BYPASS VERTICAL ADAPTER ASSEMBLY | WS1 BYPASS VERTICAL ADAPTER ASSEMBLY | 015 | 760 | 22.47
V3192 | WS1 NUT 3/4” DRAIN ELBOW (FOR 5/8” X 1/2” POLYTUBE) | WS1 NUT 3/4” DRAIN ELBOW (FOR 5/8” X 1/2” POLYTUBE) | 015 | 760 | 1.49
V3193-02 | WS1 SERVICE SPANNER WRENCH | WS1 SERVICE SPANNER WRENCH | 015 | 760 | 17.71
V3195-01 | WS1 REFILL PORT PLUG ASSEMBLY | WS1 REFILL PORT PLUG ASSEMBLY | 015 | 770 | 7.57
V3196CTN | WS1 INDIVIDUAL CARTON | WS1 INDIVIDUAL CARTON | 015 | 770 | 3.04
V3201-03 | WS2H BODY WITH V3468-04 PLUG | WS2H BODY WITH V3468-04 PLUG | 025 | 860 | 2410.81
V3201BSPT-03 | WS2H BODY BSPT WITH V3465 PLUG | WS2H BODY BSPT WITH V3465 PLUG | 025 | 860 | 2410.81
V3202-01 | WS2 BASE (4” THREADED) | WS2 BASE (4” THREADED) | 025 | 860 | 185.08
V3204-01 | WS2H PISTON | WS2H PISTON | 025 | 860 | 114.7
V3221 | WS1 REMOTE METER TURBINE ASSEMBLY WITH 15’ CORD | WS1 REMOTE METER TURBINE ASSEMBLY WITH 15’ CORD | 025 | 860 | 139.44
V3224-01R | WS2H/3 FRONT COVER ASSEMBLY PLATINUM | WS2H/3 FRONT COVER ASSEMBLY PLATINUM | 025 | 860 | 56.54
V3225 | WS2H/3 BACK PLATE | WS2H/3 BACK PLATE | 025 | 860 | 40.69
V3226-01 | WS2H/3 DRIVE BRACKET ASSEMBLY | WS2H/3 DRIVE BRACKET ASSEMBLY | 025 | 860 | 25.44
V3231 | WS2/2H/3 REFILL FLOW CONTROL RETAINER | WS2/2H/3 REFILL FLOW CONTROL RETAINER | 025 | 860 | 4.97
V3236-04 | WS2H INJECTOR TUBE ASSEMBLY A THROUGH H | WS2H INJECTOR TUBE ASSEMBLY A THROUGH H | 025 | 860 | 9.15
V3237-01 | WS2H/3 SOFT WATER FILL TUBE ASSEMBLY | WS2H/3 SOFT WATER FILL TUBE ASSEMBLY | 025 | 860 | 8.22
V3238-01 | WS2H/3 BRINE PISTON | WS2H/3 BRINE PISTON | 025 | 860 | 84.97
V3241-02BOARD | WS2H/3 DISPLAY GRAPHICS POD PCB REPLACEMENT | WS2H/3 DISPLAY GRAPHICS POD PCB REPLACEMENT | 025 | 860 | 341.94
V3242-01BOARD | WS2H/3 PC BOARD VALVE | WS2H/3 PC BOARD VALVE | 025 | 860 | 478.47
V3242-02BOARD | WS2H/3 VALVE WITH MODBUS PCB REPLACEMENT | WS2H/3 VALVE WITH MODBUS PCB REPLACEMENT | 025 | 860 | 1066.72
V3248-01 | WS2H/3 GRAPHICS POD CABLE | WS2H/3 GRAPHICS POD CABLE | 025 | 860 | 19.28
V3260BSPT-02 | WS2H/2 QC 2" SIDE MOUNT BASE ASSEMBLY BSPT | WS2H/2 QC 2" SIDE MOUNT BASE ASSEMBLY BSPT | 025 | 850 | 537.09
V3261-01 | WS2 FLANGE BASE | WS2 FLANGE BASE | 025 | 860 | 292.42
V3262-01 | WS1.5 / WS2 ALTERNATOR / WS2H BYPASS REDUCTION GEAR COVER ASSEMBLY | WS1.5 / WS2 ALTERNATOR / WS2H BYPASS REDUCTION GEAR COVER ASSEMBLY | 025 | 860 | 8.06
V3264 | WS2 BY-PASS REDUCTION GEAR AXLE | WS2 BY-PASS REDUCTION GEAR AXLE | 025 | 860 | 1.03
V3269 | WS2H/3 NUT 5/16-18 SS HEX | WS2H/3 NUT 5/16-18 SS HEX | 025 | 860 | 0.77
V3272 | WS2H SCREW 8 X 1 SS HEX SELF TAPPING | WS2H SCREW 8 X 1 SS HEX SELF TAPPING | 025 | 860 | 4.29
V3273 | BOLT HEX HEAD SS HCS 3/8 – 16 X 3/4 | BOLT HEX HEAD SS HCS 3/8 – 16 X 3/4 | 025 | 860 | 1.75
V3275 | WS2H/3 SCREW BSHD SS 3/8 – 16 X 2-1/4 | WS2H/3 SCREW BSHD SS 3/8 – 16 X 2-1/4 | 025 | 860 | 4.37
V3276 | WS2H/3 BOLT HEX SS 5/16-18 X 1-3/4 | WS2H/3 BOLT HEX SS 5/16-18 X 1-3/4 | 025 | 860 | 2.12
V3277 | O-RING 211 (REFILL FLOW CONTROL ASSY) | O-RING 211 (REFILL FLOW CONTROL ASSY) | 025 | 860 | 0.72
V3278 | O-RING 338 (WS2 DLFC) | O-RING 338 (WS2 DLFC) | 025 | 860 | 3.37
V3279 | O-RING 346 (WS2H BODY) | O-RING 346 (WS2H BODY) | 025 | 860 | 4.5
V3280 | O-RING 332 (WS2H/QC DIST PILOT NPT, WS2/2H SIDE MOUNT BODY) | O-RING 332 (WS2H/QC DIST PILOT NPT, WS2/2H SIDE MOUNT BODY) | 025 | 860 | 2.55
V3289 | O-RING 344 (WS2H/3 DRIVE CAP) | O-RING 344 (WS2H/3 DRIVE CAP) | 025 | 860 | 4.64
V3290 | WS2 GROOVE LOCK SEAL 2 1/2” | WS2 GROOVE LOCK SEAL 2 1/2” | 025 | 860 | 54.33
V3291 | WS2H/3 WASHER SS 3/8 | WS2H/3 WASHER SS 3/8 | 025 | 860 | 0.31
V3293 | WS2H WASHER SS 5/16 FLAT | WS2H WASHER SS 5/16 FLAT | 025 | 860 | 0.25
V3301 | WS1 MICROSWITCH | WS1 MICROSWITCH | 015 | 770 | 9.84
V3302 | WS1 MOLEX CONNECTOR | WS1 MOLEX CONNECTOR | 015 | 770 | 1.93
V3303 | WS1 MOLEX TERMINAL | WS1 MOLEX TERMINAL | 015 | 770 | 0.82
V3304 | WS1 SCREWS SS 4/40X 3/4” | WS1 SCREWS SS 4/40X 3/4” | 015 | 770 | 0.81
V3305 | WS1 RETAINING RING SS 1/4 | WS1 RETAINING RING SS 1/4 | 015 | 770 | 0.83
V3306 | WS1 WASHER ID 0.257 OC 0.640 | WS1 WASHER ID 0.257 OC 0.640 | 015 | 770 | 2.73
V3315 | O-RING 231 (WS2H INJECTOR HOUSING) | O-RING 231 (WS2H INJECTOR HOUSING) | 025 | 860 | 2.94
V3316 | WS1 FITTING 1” PLASTIC MALE BSPT | WS1 FITTING 1” PLASTIC MALE BSPT | 015 | 770 | 5.12
V3317 | WS1 FITTING 1-1/4” PLASTIC MALE NPT | WS1 FITTING 1-1/4” PLASTIC MALE NPT | 015 | 770 | 5.69
V3330 | WS1 ELBOW CAP (H4613) AND O-RING (V3163) | WS1 ELBOW CAP (H4613) AND O-RING (V3163) | 015 | 770 | 1.95
V3330-01 | WS1 BRINE ELBOW ASSEMBLY WITH RFC (REFILL FLOW CONTROL) | WS1 BRINE ELBOW ASSEMBLY WITH RFC (REFILL FLOW CONTROL) | 015 | 770 | 8.51
V3335 | WS1 WASHER STEPPED (SERIES REGENERATION) | WS1 WASHER STEPPED (SERIES REGENERATION) | 015 | 770 | 14.17
V3340 | WS1 INTERCONNECT CABLE (SERIES REGENERATION) | WS1 INTERCONNECT CABLE (SERIES REGENERATION) | 015 | 770 | 13.75
V3352 | WS1 FITTING 1,25” AND 1,5” PVC SOLVENT | WS1 FITTING 1,25” AND 1,5” PVC SOLVENT | 015 | 770 | 5.09
V3357 | O-RING 218 (DISTRIBUTOR TUBE OPENING 32MM) | O-RING 218 (DISTRIBUTOR TUBE OPENING 32MM) | 015 | 770 | 1.5
V3358 | O-RING 219 (DISTRIBUTOR TUBE OPENING 1,32”) | O-RING 219 (DISTRIBUTOR TUBE OPENING 1,32”) | 015 | 770 | 1.53
V3361 | WS1 FITTING 1- 1/4” PLASTIC MALE BSPT | WS1 FITTING 1- 1/4” PLASTIC MALE BSPT | 015 | 770 | 5.69
V3375-LF | WS1 FITTING 1-1/4" & 1-1/2" BRASS SWEAT LF | WS1 FITTING 1-1/4" & 1-1/2" BRASS SWEAT LF | 015 | 770 | 42.37
V3378BB | BUBBLE BAG FOR PC BOARD | BUBBLE BAG FOR PC BOARD | 015 | 770 | 1.34
V3378CTN | CARTON FOR PC BOARD | CARTON FOR PC BOARD | 015 | 770 | 2
V3379 | WS1 FITTING BYPASS PLASTIC MALE | WS1 FITTING BYPASS PLASTIC MALE | 015 | 770 | 5.52
V3388 | WS125 DLFC FLANGE INLET MALE NPT | WS125 DLFC FLANGE INLET MALE NPT | 015 | 770 | 91.94
V3401BSPT-04 | WS15 METER HOUSING BSPT SS | WS15 METER HOUSING BSPT SS | 025 | 860 | 558.6
V3404 | WS1.5 INJECTOR SCREEN | WS1.5 INJECTOR SCREEN | 025 | 860 | 3.61
V3407 | WS1.25/WS1.5 PISTON DOWNFLOW ASSEMBLY | WS1.25/WS1.5 PISTON DOWNFLOW ASSEMBLY | 025 | 860 | 58.25
V3408EI-04BOARD | WS1 THRU 2 EI PC BOARD 5 DIGIT REPLACEMENT | WS1 THRU 2 EI PC BOARD 5 DIGIT REPLACEMENT | 015 | 770 | 136.34
V3408EI-4TO5BRD | WS1/125/15/2 EI PC BOARD REPLACEMENT W/BATTERY AND LABEL | WS1/125/15/2 EI PC BOARD REPLACEMENT W/BATTERY AND LABEL | 015 | 770 | 136.34
V3414 | WS1.5 DLFC ADAPTER | WS1.5 DLFC ADAPTER | 025 | 860 | 6.15
V3415 | WS1.5 BLFC ADAPTER | WS1.5 BLFC ADAPTER | 025 | 860 | 5.21
V3416 | O-RING 012 (INJECTOR WS1.5) | O-RING 012 (INJECTOR WS1.5) | 025 | 860 | 0.77
V3417 | O-RING 220 (INJECTOR CAP WS1.5) | O-RING 220 (INJECTOR CAP WS1.5) | 025 | 860 | 1.23
V3418 | O-RING 328 (DISTRIBUTOR TUBE W/NPT THREADS) | O-RING 328 (DISTRIBUTOR TUBE W/NPT THREADS) | 025 | 860 | 5.41
V3419 | O-RING 347 (TOP OF TANK) | O-RING 347 (TOP OF TANK | 025 | 860 | 6.04
V3422 | BOLT 1/4 X 1 HEX HEAD | BOLT 1/4 X 1 HEX HEAD | 025 | 860 | 0.95
V3423 | WS1.5 BACKPLATE DOWEL | WS1.5 BACKPLATE DOWEL | 025 | 860 | 0.65
V3428 | WS1.5 REFILL RETAINER ASSEMBLY | WS1.5 REFILL RETAINER ASSEMBLY | 025 | 860 | 7.87
V3430-01 | WS125/15 EPDM SPACER STACK ASSEMBLY | WS125/15 EPDM SPACER STACK ASSEMBLY | 015 | 770 | 83.36
V3434-01 | WS1.5 REFILL ADAPTER ASSEMBLY (5/8” O.D. TUBE X 3/4” NPT MALE) | WS1.5 REFILL ADAPTER ASSEMBLY (5/8” O.D. TUBE X 3/4” NPT MALE) | 025 | 860 | 11.84
V3436 | WS1.5 INJECTOR PLUG | WS1.5 INJECTOR PLUG | 025 | 860 | 7.85
V3437 | WS1.5 FLOW STRAIGHTENER (METER) | WS1.5 FLOW STRAIGHTENER (METER) | 025 | 860 | 4.22
V3441 | O-RING 226 (DISTRIBUTOR TUBE WITH BSPT THREADS) | O-RING 226 (DISTRIBUTOR TUBE WITH BSPT THREADS) | 025 | 860 | 5.98
V3444 | WS2H/2 QC SCREW HEX CAP 5/16 – 18 X 2 SS | WS2H/2 QC SCREW HEX CAP 5/16 – 18 X 2 SS | 025 | 860 | 2.59
V3445 | WS2H/2 QC WASHER SPLIT LOCK 5/16 SS | WS2H/2 QC WASHER SPLIT LOCK 5/16 SS | 025 | 860 | 0.4
V3447 | WS2H/2 QC NUT HEX 5/16 – 8 FULL SS | WS2H/2 QC NUT HEX 5/16 – 8 FULL SS | 025 | 860 | 0.88
V3452 | O-RING 230 (DRIVE CAP ASSY) | O-RING 230 (DRIVE CAP ASSY) | 025 | 860 | 1.7
V3461-01 | WS2H/3 AC 20V ADAPTER USA | WS2H/3 AC 20V ADAPTER USA | 025 | 850 | 33.4
V3461EU-01 | WS2H/3 AC 20V ADAPTER EU | WS2H/3 AC 20V ADAPTER EU | 025 | 850 | 83.34
V3461EU-02 | WS2H/3 24VDC 0.8A EU POWER SUPPLY | WS2H/3 24VDC 0.8A EU POWER SUPPLY | 025 | 850 | 83.34
V3465-04 | WS15/2/3 PLUG 1/4 BSPT PLASTIC TAPE | WS15/2/3 PLUG 1/4 BSPT PLASTIC TAPE | 025 | 860 | 2.28
V3467 | WS1 BY PASS INLINE ADAPTER FITTINGS | WS1 BY PASS INLINE ADAPTER FITTINGS | 015 | 760 | 11.65
V3470 | SCREW BHC 1/4-20 X 1 SS | SCREW BHC 1/4-20 X 1 SS | 015 | 770 | 0.9
V3473 | WS1 MOTOR/DP WIRE HARNESS TWO PIN 8’ LONG | WS1 MOTOR/DP WIRE HARNESS TWO PIN 8’ LONG | 015 | 770 | 11.66
V3474 | WS ALTERNATING CONNECTION CORD 8’ BLACK FOR SINGLE METER (3 WIRE INTERCO | WS ALTERNATING CONNECTION CORD 8’ BLACK FOR SINGLE METER (3 WIRE INTERCO | 025 | 860 | 11.85
V3475-12 | WS2H/3 SYSTEM CONNECTION CORD 12' RED | WS2H/3 SYSTEM CONNECTION CORD 12' RED | 025 | 850 | 21.01
V3475-24 | WS2H/3 SYSTEM CONNECTION CORD 24' BLUE | WS2H/3 SYSTEM CONNECTION CORD 24' BLUE | 025 | 850 | 38.2
V3475-36 | WS2H/3 SYSTEM CONNECTION CORD 36’ YELLOW | WS2H/3 SYSTEM CONNECTION CORD 36’ YELLOW | 025 | 850 | 51.81
V3476 | WS MOTOR ASSEMBLY WITH 8’ CORD | WS MOTOR ASSEMBLY WITH 8’ CORD | 015 | 770 | 35.83
V3477 | WS2H/3 INJECTOR CAP MACHINED | WS2H/3 INJECTOR CAP MACHINED | 025 | 860 | 6.22
V3478 | WS1 INLINE BYPASS ASSEMBLY 1” BRASS SWEAT | WS1 INLINE BYPASS ASSEMBLY 1” BRASS SWEAT | 015 | 760 | 109.77
V3478-01 | WS1 INLINE BYPASS ASSEMBLY 3/4” BRASS SWEAT | WS1 INLINE BYPASS ASSEMBLY 3/4” BRASS SWEAT | 015 | 760 | 99.37
V3480 | WS2H SCREW POD 18-8 SS 6-32 X 3/8 | WS2H SCREW POD 18-8 SS 6-32 X 3/8 | 025 | 860 | 0.27
V3488 | WS2 FLOW STRAIGHTENER | WS2 FLOW STRAIGHTENER | 025 | 860 | 28.78
V3498 | WS1.5 BRINE ELBOW ASSEMBLY WITH REFILL FLOW CONTROL 1/2” | WS1.5 BRINE ELBOW ASSEMBLY WITH REFILL FLOW CONTROL 1/2” | 025 | 860 | 11.43
V3499 | WS2H/3 FITTING CAP 1” THREADED | WS2H/3 FITTING CAP 1” THREADED | 025 | 860 | 4.55
V3501 | WS1.5 / WS2 TURBINE CLIP | WS1.5 / WS2 TURBINE CLIP | 025 | 860 | 2.2
V3504FF | WS1 / WS1.25 MOTORIZED ALTERNATING VALVE BODY FEMALE X FEMALE | WS1 / WS1.25 MOTORIZED ALTERNATING VALVE BODY FEMALE X FEMALE | 015 | 770 | 36.54
V3504MM | WS1 / WS1.25 MOTORIZED ALTERNATING VALVE BODY MALE X MALE | WS1 / WS1.25 MOTORIZED ALTERNATING VALVE BODY MALE X MALE | 015 | 770 | 36.54
V3506-01 | WS1 / WS1.25 / WS1.5 MOTORIZED ALT VALVE/NO HARD WATER BY-PASS PISTON | WS1 / WS1.25 / WS1.5 MOTORIZED ALT VALVE/NO HARD WATER BY-PASS PISTON | 015 | 770 | 57.46
V3521FF | NO HARD WATER BY-PASS BODY ASSEMBLY FEMALE X FEMALE | NO HARD WATER BY-PASS BODY ASSEMBLY FEMALE X FEMALE | 015 | 770 | 34.79
V3521FM | NO HARD WATER BY-PASS BODY ASSEMBLY FEMALE X MALE | NO HARD WATER BY-PASS BODY ASSEMBLY FEMALE X MALE | 015 | 770 | 34.79
V3525BSPT-01 | MOTORIZED ALTERNATING VALVE BODY 1,5 BSPT | MOTORIZED ALTERNATING VALVE BODY 1,5 BSPT | 025 | 860 | 670.17
V3527 | SCREW 1/4 - 2- X 3/4” BHSGS STAINLESS STEEL | SCREW 1/4 - 2- X 3/4” BHSGS STAINLESS STEEL | 015 | 770 | 0.57
V3552 | WS1 BRINE ELBOW ASSEMBLY WITH REFILL FILL FLOW CONTROL 1/2” | WS1 BRINE ELBOW ASSEMBLY WITH REFILL FILL FLOW CONTROL 1/2” | 015 | 770 | 8.79
V3592 | SCREW #8 – 3/4” PHPN T-25 STAINLESS STEEL | SCREW #8 – 3/4” PHPN T-25 STAINLESS STEEL | 015 | 770 | 0.4
V3594 | WS1 FITTING 3/4 PLAS MALE BSPT | WS1 FITTING 3/4 PLAS MALE BSPT | 015 | 770 | 5.12
V3602 | WS3 FLOW STRAIGHTENER | WS3 FLOW STRAIGHTENER | 025 | 860 | 51.12
V3632 | WS15/2/3 METER RETAINING CLIP | WS15/2/3 METER RETAINING CLIP | 025 | 860 | 5.13
V3633BSPT-01 | WS2 MAV BODY BSPT (PISTON STYLE) | WS2 MAV BODY BSPT (PISTON STYLE) | 025 | 860 | 758.08
V3634-01 | WS2 MAV/NO HARD WATER BY-PASS 2" PISTON (PISTON STYLE) | WS2 MAV/NO HARD WATER BY-PASS 2" PISTON (PISTON STYLE) | 025 | 860 | 52.39
V3641 | O-RING 225 (DISTRIBUTOR TUBE WITH NPT THREADS) | O-RING 225 (DISTRIBUTOR TUBE WITH NPT THREADS) | 015 | 770 | 1.76
V3642 | BOLT BHCS SS 1/4 -20 X 1.25 | BOLT BHCS SS 1/4 -20 X 1.25 | 015 | 770 | 1.16
V3643 | BOLT BHCS SS 1/4-20 X 2.25 | BOLT BHCS SS 1/4-20 X 2.25 | 015 | 770 | 1.87
V3645BSPT | WS2 DLFC FLANGE OUTLET FEMALE 1.5 BSPT | WS2 DLFC FLANGE OUTLET FEMALE 1.5 BSPT | 025 | 860 | 74.82
V3646 | WS2 DLFC FLANGE INLET MALE 1.5 NPT | WS2 DLFC FLANGE INLET MALE 1.5 NPT | 025 | 860 | 75.99
V3652 | BOLT HEXHD S/S HCS 5/16 – 18 X 3/4” | BOLT HEXHD S/S HCS 5/16 – 18 X 3/4” | 025 | 860 | 1.51
V3666-01 | WS3 PISTON | WS3 PISTON | 025 | 860 | 165.72
V3667-03 | WS3 BODY W/V3468-04 PLUG | WS3 BODY W/V3468-04 PLUG | 025 | 860 | 2462.89
V3667BSPT-03 | WS3 BODY W/V3465-04 PLUG | WS3 BODY W/V3465-04 PLUG | 025 | 860 | 2462.89
V3670-01 | WS3 INJECTOR TUBE DOWNFLOW ASSEMBLY | WS3 INJECTOR TUBE DOWNFLOW ASSEMBLY | 025 | 860 | 14.88
V3671-01 | WS3 FLANGE BASE | WS3 FLANGE BASE | 025 | 860 | 315.28
V3672 | WS3 TOP BAFFLE DIFFUSER 3"/90MM | WS3 TOP BAFFLE DIFFUSER 3"/90MM | 025 | 860 | 26.2
V3674BSPT-02 | WS3 SIDE MOUNT BASE ASSEMBLY BSPT | WS3 SIDE MOUNT BASE ASSEMBLY BSPT | 025 | 850 | 774.26
V3693BSPT-01 | WS3 MOTORIZED ALTERNATING VALVE BODY BSPT | WS3 MOTORIZED ALTERNATING VALVE BODY BSPT | 025 | 860 | 1103.04
V3695-01 | WS3 MOTORIZED ALTERNATING VALVE PISTON | WS3 MOTORIZED ALTERNATING VALVE PISTON | 025 | 860 | 76.52
V3696 | WS3 MOTORIZED ALTERNATING VALVE COVER | WS3 MOTORIZED ALTERNATING VALVE COVER | 025 | 860 | 23.32
V3700BSPT-01 | WS2 BODY DOWNFLOW BSPT THREADS | WS2 BODY DOWNFLOW BSPT THREADS | 025 | 860 | 1714.96
V3724 | WASHER FLAT SS 1/4 | WASHER FLAT SS 1/4 | 025 | 860 | 0.29
V3725 | WS2 PISTON ASSY DOWNFLOW (COLOR AMBER) | WS2 PISTON ASSY DOWNFLOW (COLOR AMBER) | 025 | 860 | 67.39
V3726 | WS2 BRINE PISTON ASSEMBLY | WS2 BRINE PISTON ASSEMBLY | 025 | 860 | 32.27
V3727 | WS2 INJECTOR BODY ASSEMBLY | WS2 INJECTOR BODY ASSEMBLY | 025 | 860 | 49.31
V3728 | WS2 DRIVE CAP ASSEMBLY | WS2 DRIVE CAP ASSEMBLY | 025 | 860 | 76.87
V3729 | WS2 STACK ASSEMBLY | WS2 STACK ASSEMBLY | 025 | 860 | 93.99
V3729-01 | WS2 STACK ASSEMBLY UPFLOW (COLOR BLACK AND GRAY) | WS2 STACK ASSEMBLY UPFLOW (COLOR BLACK AND GRAY) | 025 | 860 | 111.42
V3730 | WS2 INJECTOR FEED TUBE ASSY DOWNFLOW (COLOR BLACK) | WS2 INJECTOR FEED TUBE ASSY DOWNFLOW (COLOR BLACK) | 025 | 860 | 7.58
V3730-01 | WS2 INJECTOR FEED TUBE UPFLOW (COLOR GRAY) | WS2 INJECTOR FEED TUBE UPFLOW (COLOR GRAY) | 025 | 860 | 13.19
V3731 | WS2 INJECTOR DRAW TUBE ASSY DOWNFLOW (COLOR BLACK) | WS2 INJECTOR DRAW TUBE ASSY DOWNFLOW (COLOR BLACK) | 025 | 860 | 8.19
V3731-01 | WS2 INJETOR DRAW TUBE UPFLOW (COLOR GRAY) | WS2 INJETOR DRAW TUBE UPFLOW (COLOR GRAY) | 025 | 860 | 13.51
V3737BSPT-01 | WS2 QC BODY BSPT | WS2 QC BODY BSPT | 025 | 860 | 1714.96
V3754BSPT-01 | WS2 METER HOUSING MALE X FEMALE BSPT | WS2 METER HOUSING MALE X FEMALE BSPT | 025 | 860 | 565.76
V3762 | O-RING 341 (FOR VALVE BODIES W/NPT OR BSPT THREADS) | O-RING 341 (FOR VALVE BODIES W/NPT OR BSPT THREADS) | 025 | 860 | 3.95
V3763 | O-RING 361 (WS3 BODY) | O-RING 361 (WS3 BODY) | 025 | 860 | 7.45
V3764BSPT | WS3 DLFC ASSY 3 M-BSPT X 3 F-BSPT (NO DLFC BUTTONS) | WS3 DLFC ASSY 3 M-BSPT X 3 F-BSPT (NO DLFC BUTTONS) | 025 | 850 | 513
V3765BSPT-01 | WS3 DLFC HOUSING BSPT | WS3 DLFC HOUSING BSPT | 025 | 860 | 355.06
V3766 | WS3 DLFC RETAINER | WS3 DLFC RETAINER | 025 | 860 | 74.67
V3767 | WS3 DLFC RETAINER COVER | WS3 DLFC RETAINER COVER | 025 | 860 | 29.03
V3768 | WS3 DLFC RETAINER RING | WS3 DLFC RETAINER RING | 025 | 860 | 29.03
V3769 | O-RING 336 | O-RING 336 | 025 | 860 | 2.96
V3783WC-A | WS2 WEATHER COVER ALMOND | WS2 WEATHER COVER ALMOND | 025 | 850 | 42.49
V3783WC-W | WS2 WEATHER COVER WHITE | WS2 WEATHER COVER WHITE | 025 | 850 | 42.49
V3789 | SCREW 3/8"-16X1.75 BHCS MAV DRIVE CAP (V3811 7/32" ALLEN WRENCH REQ) | SCREW 3/8"-16X1.75 BHCS MAV DRIVE CAP (V3811 7/32" ALLEN WRENCH REQ) | 025 | 850 | 2.78
V3797 | WS1 FITTING 1" PVC MALE BSPT ELBOW | WS1 FITTING 1" PVC MALE BSPT ELBOW | 015 | 770 | 3.15
V3805 | STRAIN RELIEF COVER KIT | STRAIN RELIEF COVER KIT | 015 | 770 | 2.33
V3807 | WS2 AUXILLARY SWITCH ACTUATOR | WS2 AUXILLARY SWITCH ACTUATOR | 025 | 860 | 14.55
V3808 | WS2 AUXILLARY SWITCH WASHER | WS2 AUXILLARY SWITCH WASHER | 025 | 860 | 14.43
V3811 | ALLEN WRENCH 7/32" | ALLEN WRENCH 7/32" | 015 | 770 | 2.24
V3816BSPT | WS2H/3 DLFC FEMALE FLANGE OUTLET BSPT | WS2H/3 DLFC FEMALE FLANGE OUTLET BSPT | 025 | 860 | 101.89
V3817BSPT | WS2H/3 DLFC MALE FLANGE INLET BSPT | WS2H/3 DLFC MALE FLANGE INLET BSPT | 025 | 860 | 101.89
V3818TC-2TO4BRD | WS1/125 TC PC BOARD RETROFIT KIT 2 DIGIT TO 4 DIGIT | WS1/125 TC PC BOARD RETROFIT KIT 2 DIGIT TO 4 DIGIT | 015 | 770 | 91.34
V3818TC-BOARD | WS1/125 TC PC BOARD 4-DIGIT REPLACEMENT | WS1/125 TC PC BOARD 4-DIGIT REPLACEMENT | 015 | 770 | 91.34
V3828BSPT-01 | WS2 NO HARD WATER BYPASS BODY MALE X FEMALE BSPT | WS2 NO HARD WATER BYPASS BODY MALE X FEMALE BSPT | 025 | 860 | 250.91
V3830BSPT-01 | WS3 NO HARD WATER BYPASS BODY MALE X FEMALE BSPT | WS3 NO HARD WATER BYPASS BODY MALE X FEMALE BSPT | 025 | 860 | 903.42
V3832BSPT-01 | WS15 NO HARD WATER BYPASS BODY MALE X FEMALE BSPT | WS15 NO HARD WATER BYPASS BODY MALE X FEMALE BSPT | 015 | 770 | 201.88
V3836SQ-01BOARD | WS1 THRU 2L/2 SQ PCB AC/DC REPLACEMENT | WS1 THRU 2L/2 SQ PCB AC/DC REPLACEMENT | 015 | 770 | 172.65
V3844BSPT-01 | WS3 METER BODY BSPT MALE X FEMALE | WS3 METER BODY BSPT MALE X FEMALE | 025 | 860 | 1795.67
V3886 | WS15 NO HARD WATER BYPASS STACK ASSEMBLY | WS15 NO HARD WATER BYPASS STACK ASSEMBLY | 015 | 770 | 20.44
V3887 | WS2 NO HARD WATER BYPASS STACK ASSEMBLY | WS2 NO HARD WATER BYPASS STACK ASSEMBLY | 025 | 860 | 29.67
V3888 | WS3 NO HARD WATER BYPASS STACK ASSEMBLY | WS3 NO HARD WATER BYPASS STACK ASSEMBLY | 025 | 860 | 72.31
V3950BSPT-01 | WS15 VALVE BODY BSPT GEN. 2 | WS15 VALVE BODY BSPT GEN. 2 | 015 | 770 | 878.98
V3962 | WS1 DRAIN ELBOW & RETAINER ASSY W/O SILENCER | WS1 DRAIN ELBOW & RETAINER ASSY W/O SILENCER | 015 | 760 | 4.02
V3967 | WS15 INJECTOR BODY ASSEMBLY GEN. 2 | WS15 INJECTOR BODY ASSEMBLY GEN. 2 | 015 | 770 | 21.36
V3968 | WS15 INJECTOR FEED TUBE ASSY DOWNFLOW (COLOR BLACK) | WS15 INJECTOR FEED TUBE ASSY DOWNFLOW (COLOR BLACK) | 015 | 770 | 5.8
V3968-01 | WS15 INJECTOR FEED TUBE ASSY UPFLOW (COLOR GRAY) | WS15 INJECTOR FEED TUBE ASSY UPFLOW (COLOR GRAY) | 015 | 770 | 19.89
V3969 | WS15 INJECTOR DRAW TUBE ASSY DOWNFLOW (COLOR BLACK) | WS15 INJECTOR DRAW TUBE ASSY DOWNFLOW (COLOR BLACK) | 015 | 770 | 6.62
V3969-01 | WS15 INJECTOR DRAW TUBE ASSY UPFLOW (COLOR GRAY) | WS15 INJECTOR DRAW TUBE ASSY UPFLOW (COLOR GRAY) | 015 | 770 | 20.53
V3974WC-A | WS15 WEATHER COVER ALMOND GENERATION 2 | WS15 WEATHER COVER ALMOND GENERATION 2 | 025 | 850 | 41.67
V3974WC-W | WS15 WEATHER COVER WHITE GENERATION 2 | WS15 WEATHER COVER WHITE GENERATION 2 | 025 | 850 | 41.67
V3983 | WS2 DLFC ADAPTOR | WS2 DLFC ADAPTOR | 025 | 860 | 6.15
V3BTZ-05 | WS3 VALVE BW T I-Z | WS3 VALVE BW T I-Z | 025 | 845 | 5926.25
V3DTA-05 | WS3 VALVE DN T I-A | WS3 VALVE DN T I-A | 025 | 845 | 5951
V3DTB-05 | WS3 VALVE DN T I-B | WS3 VALVE DN T I-B | 025 | 845 | 5951
V3DTC-05 | WS3 VALVE DN T I-C | WS3 VALVE DN T I-C | 025 | 845 | 5951
V3DTD-05 | WS3 VALVE DN T I-D | WS3 VALVE DN T I-D | 025 | 845 | 5951
V3DTE-05 | WS3 VALVE DN T I-E | WS3 VALVE DN T I-E | 025 | 845 | 5951
V3DTF-05 | WS3 VALVE DN T I-F | WS3 VALVE DN T I-F | 025 | 845 | 5951
V3DTG-05 | WS3 VALVE DN T I-G | WS3 VALVE DN T I-G | 025 | 845 | 5951
V3DTH-05 | WS3 VALVE DN T I-H | WS3 VALVE DN T I-H | 025 | 845 | 5951
V4039 | WS3 METER ASSEMBLY WITH 4' CORD | WS3 METER ASSEMBLY WITH 4' CORD | 025 | 850 | 119.7
V4043 | T1 TRANSFER MOTOR ASSEMBLY | T1 TRANSFER MOTOR ASSEMBLY | 015 | 770 | 31.92
V4049 | T1 TRANSFER COVER ASSEMBLY | T1 TRANSFER COVER ASSEMBLY | 015 | 770 | 19.76
V4051WC | WS2H/3 WEATHER COVER | WS2H/3 WEATHER COVER | 025 | 850 | 345.26
V4052 | PIPE PVC SCHEDULE 80 1-1/4 X 20 | PIPE PVC SCHEDULE 80 1-1/4 X 20 | 015 | 770 | 14.25
V4052-01 | TT TWIN TANK INTERCONNECT KIT FOR 12"-21" TANKS | TT TWIN TANK INTERCONNECT KIT FOR 12"-21" TANKS | 015 | 760 | 70.68
V4057 | WS1 DRAIN ELBOW & RETAINER ASSY W/SILENCER | WS1 DRAIN ELBOW & RETAINER ASSY W/SILENCER | 015 | 760 | 7.07
V4059 | WS2 PISTON ASSEMBLY UPFLOW (COLOR BLACK) | WS2 PISTON ASSEMBLY UPFLOW (COLOR BLACK) | 025 | 860 | 69.77
V4099 | WS1 EXTERNAL IN-LINE MIXING VALVE | WS1 EXTERNAL IN-LINE MIXING VALVE | 015 | 760 | 44.82
V4276-15 | 15' POWER CORD | 15' POWER CORD | 015 | 760 | 13.01
V4276-36 | 36' POWER CORD | 36' POWER CORD | 015 | 760 | 22.2
V4325 | SOFTWARE CONFIGURATOR PROGRAM | SOFTWARE CONFIGURATOR PROGRAM | 015 | 760 | 615.52
V4350-15Z | WS1.5 PLASTIC INJECTOR FEED PLUG | WS1.5 PLASTIC INJECTOR FEED PLUG | 025 | 860 | 2.23
V4427 | WS2H/3 PCB RELAY EXPANSION KIT | WS2H/3 24VDC 0.8A EU POWER SUPPLY | 025 | 850 | 130.05
V4428EU | WS2H/3 PCB WITH MODBUS EU UPGRADE KIT | WS2H/3 PCB WITH MODBUS EU UPGRADE KIT | 025 | 860 | 1343.24
V4430-02 | WS15P FITTING ASSEMBLY QC TO BSPT | WS15P FITTING ASSEMBLY QC TO BSPT | 025 | 850 | 40.5
V4430-03 | WS15P FITTING ASSEMBLY QC TO QC | WS15P FITTING ASSEMBLY QC TO QC | 025 | 850 | 35.44
V4430-04BSPT | WS1.5 PLASTIC DRAIN ELBOW & DLFC RETAINER | WS1.5 PLASTIC DRAIN ELBOW & DLFC RETAINER | 025 | 860 | 28.9
V4430-08 | WS15P FITTING ASSEMBLY QC TO BSPT ELBOW | WS15P FITTING ASSEMBLY QC TO BSPT ELBOW | 025 | 850 | 42.52
V4430-09 | WS15P FITTING ASSEMBLY QC TO QC ELBOW | WS15P FITTING ASSEMBLY QC TO QC ELBOW | 025 | 850 | 37.21
V4470-15 | WS2H/3 SYSTEM CONNECTION ETHERNET CABLE | WS2H/3 SYSTEM CONNECTION ETHERNET CABLE | 025 | 850 | 21.65
V-COR60FL | O-RING 6” FLANGE ADAPTER | O-RING 6” FLANGE ADAPTER | 025 | 860 | 21.7
V-D1197-09 | 970 BOTTOM STACK DISTRIBUTOR 50 MM SOLVENT | 970 BOTTOM STACK DISTRIBUTOR 50 MM SOLVENT | 025 | 850 | 96.74
V-D1199-04 | TOP STACK DISTRIBUTOR 50 MM | TOP STACK DISTRIBUTOR 50 MM | 025 | 850 | 97.92
V-D1199-05 | TOP STACK DISTRIBUTOR 63 MM | TOP STACK DISTRIBUTOR 63 MM | 025 | 850 | 97.92
V-D1199-11 | TOP STACK DISTR SNAP IN - 50 MM | TOP STACK DISTR SNAP IN - 50 MM | 025 | 850 | 82.59
V-D1200-04 | TOP STACK DISTRIBUTOR 63 MM FOR FLANGE TANKS | TOP STACK DISTRIBUTOR 63 MM FOR FLANGE TANKS | 025 | 850 | 97.92
V-D1203-03 | UPPER SCREEN 32 MM-TWIST LOCK | UPPER SCREEN 32 MM-TWIST LOCK | 015 | 760 | 12.48
V-D1300 | TOP BAFFLE DISTRIBUTOR 50 MM | TOP BAFFLE DISTRIBUTOR 50 MM | 025 | 850 | 18.96
V-D1300-01 | TOP BAFFLE DIFFUSER 2”/63MM | TOP BAFFLE DIFFUSER 2”/63MM | 025 | 850 | 28.37
V-H4500-48 | 474 AIR CHECK ASSEMBLY 1/2" X 48" | 474 AIR CHECK ASSEMBLY 1/2" X 48" | 015 | 760 | 15.39
V-H4600-02 | 474 SAFETY BRINE VALVE WITH 1/2 ELBOW & INSERT | 474 SAFETY BRINE VALVE WITH 1/2 ELBOW & INSERT | 015 | 760 | 34.56
V-H4612 | ELBOW CAP 1/2” | ELBOW CAP 1/2” | 015 | 770 | 2.09
V-H4613 | ELBOW CAP 3/8” | ELBOW CAP 3/8” | 015 | 770 | 1.83
V-H4615 | ELBOW LOCKING CLIP | ELBOW LOCKING CLIP | 015 | 770 | 0.64
V-H4640-32 | 474 FLOAT ASSEMBLY 32" WITH 2 GROMMETS | 474 FLOAT ASSEMBLY 32" WITH 2 GROMMETS | 015 | 760 | 11.62
V-H4650 | ELBOW 1/2” W/NUT & INSERT | ELBOW 1/2” W/NUT & INSERT | 015 | 770 | 8.25
V-H4651-050 | 474 - 0,50 GPM FLOW CONTROL | 474 - 0,50 GPM FLOW CONTROL | 015 | 760 | 7.43
V-JCPG-6PBLK | NUT 3/8” COMPRESSION | NUT 3/8” COMPRESSION | 015 | 770 | 0.83
V-JCPG-8PBLK | NUT 1/2” COMPRESSION | NUT 1/2” COMPRESSION | 015 | 770 | 0.81
V-JCP-P-6 | POLYTUBE INSERT 3/8” | POLYTUBE INSERT 3/8” | 015 | 770 | 0.22
V-JCP-P-8 | POLYTUBE INSERT 1/2” | POLYTUBE INSERT 1/2” | 015 | 770 | 0.25
V-JCP-PG-10BLK | NUT 5/8” COMPRESSION | NUT 5/8” COMPRESSION | 015 | 770 | 0.94
VP15CIBTZ-05 | WS15CI PLASTIC VALVE BW T I-Z | WS15CI PLASTIC VALVE BW T I-Z | 025 | 801 | 1162.82
VP15CIDTG-05 | WS15CI PLASTIC VALVE DN T I-G | WS15CI PLASTIC VALVE DN T I-G | 025 | 801 | 1162.82
VP15EIBTZ-05 | WS15EI PLASTIC VALVE BW T I-Z | WS15EI PLASTIC VALVE BW T I-Z | 025 | 811 | 1154.65
VP15EIDTG-05 | WS15EI PLASTIC VALVE DN T I-G | WS15EI PLASTIC VALVE DN T I-G | 025 | 811 | 1154.65
V-PKP10TS8-BULK | POLYTUBE INSERT 5/8” - "FOR DRAIN LINE WITH V3192 NUT" | POLYTUBE INSERT 5/8” - "FOR DRAIN LINE WITH V3192 NUT" | 015 | 760 | 1.52
VTT1CIDME-03 | TT1CI VALVE DN M I-E | TT1CI VALVE DN M I-E | 015 | 700 | 1013.12
VTT1EIDME-03 | TT1EI VALVE DN M I-E | TT1EI VALVE DN M I-E | 015 | 710 | 998.09